## LCLS Barcodes
BarCode | Eng. Name | MAD name | Vendor S/N | Measured Current Range | Manufacturer | AREA | Magnet Drawing # | Coil Drawing # | LCW (gpm at ∆PSI) | Previous Project and Type
15 | 1.085Q4.31 | Q24701B | 29 | Unipolar 0 to 200 A | Everson Telsa | BC2 | SA-381-012-00 | PF-381-012-24 | N/A | LCLS-II Undulator Quad
16 | 1.085Q4.31 | Q24901B |  | Unipolar 0 to 200 A |  | BC2
17 | 1.085Q4.31 | QB |  | Unipolar 0 to 30 A |  | DL1
218 | 0.91Q17.72 | QT32 |  | Unipolar 0 to 144 A |  | LTUH
223 | 0.91Q17.72 | QVB3 |  | Unipolar 0 to 144 A |  | LTUH
224 | 0.91Q17.72 | QT22 |  | Unipolar 0 to 144 A |  | LTUH
227 | 0.91Q17.72 |  |  | Unipolar 0 to 144 A |  | LTUH
231 | 0.91Q17.72 | QT12 |  | Unipolar 0 to 144 A |  | LTUH
233 | 0.91Q17.72 | QVM1 |  | Unipolar 0 to 144 A |  | LTUH
234 | 0.91Q17.72 | QVM2 |  | Unipolar 0 to 144 A |  | LTUH
238 | 0.91Q17.72 | QT31 |  | Unipolar 0 to 144 A |  | LTUH
239 | 0.91Q17.72 | QVB1 |  | Unipolar 0 to 144 A |  | LTUH
240 | 0.68D102.36 | BX35 |  | Unipolar 0 to 320 A |  | LTUH
241 | 0.68D102.36 | BX36 |  | Unipolar 0 to 320 A |  | LTUH
269 | 0.91Q17.72 | QVM4 |  | Unipolar 0 to 144 A |  | LTUH
304 | 0.91Q17.72 | QM22 |  | Unipolar 0 to 144 A |  | BC2
305 | 0.91Q17.72 | QT21 |  | Unipolar 0 to 144 A |  | LTUH
306 | 0.91Q17.72 | QM21 |  | Unipolar 0 to 144 A |  | BC2
307 | 0.91Q17.72 | QT13 |  | Unipolar 0 to 144 A |  | LTUH
308 | 0.91Q17.72 | QT42 |  | Unipolar 0 to 144 A |  | LTUH
309 | 0.68D102.36T | BX32 |  | Unipolar 0 to 320 A |  | LTUH
311 | 0.91Q17.72 | QT23 |  | Unipolar 0 to 144 A |  | LTUH
314 | 0.91Q17.72 | QT41 |  | Unipolar 0 to 144 A |  | LTUH
315 | 0.91Q17.72 | QT33 |  | Unipolar 0 to 144 A |  | LTUH
316 | 0.91Q17.72 | QVM3 |  | Unipolar 0 to 144 A |  | LTUH
317 | 0.91Q17.72 | QVB2 |  | Unipolar 0 to 144 A |  | LTUH
318 | 0.91Q17.72 | SPARE |  | Unipolar 0 to 144 A |  | LTUH
320 | 0.91Q17.72 | QT43 |  | Unipolar 0 to 144 A |  | LTUH
321 | 0.91Q17.72 | SPARE |  | Unipolar 0 to 144 A
322 | 0.91Q17.72 | SPARE |  | Unipolar 0 to 144 A
324 | 0.68D102.36 | BX31 |  | Unipolar 0 to 320 A |  | LTUH
353 | 3D39 | BY2 |  | Unipolar 0 to 10 A |  | LTUH
354 | 3D39 | BY1 |  | Unipolar 0 to 10 A |  | LTUH
366 | 1.26Q12 | QDL33 |  | Unipolar 0 to 120 A |  | LTUH
367 | 1.26Q12 | SPARE |  | Bipolar -120 to 120 A
368 | 1.26Q3.5 | SPARE |  | Bipolar -12 to 12 A
369 | 1.085Q4.31 | Q21401 |  | Unipolar 0 to 200 A
370 | 1.085Q4.31 | Q21201 |  | Unipolar 0 to 200 A
371 | 1.085Q4.31 | Q21301 |  | Unipolar 0 to 200 A |  | BC1
379 | 1.26Q3.5 | QA02 |  | Bipolar -12 to 12 A |  | L0
380 | 1.26Q3.5 | QS02 |  | Bipolar -12 to 12 A |  | SPEC
381 | 1.26Q3.5 | QE01 |  | Bipolar -12 to 12 A |  | DL1
382 | 1.26Q3.5 | QE02 |  | Bipolar -12 to 12 A |  | DL1
383 | 1.26Q3.5 | QE03 |  | Bipolar -12 to 12 A |  | DL1
384 | 1.26Q3.5 | QM03 |  | Bipolar -12 to 12 A |  | DL1
385 | 1.26Q3.5 | QM01 |  | Bipolar -12 to 12 A |  | DL1
386 | 1.26Q3.5 | QE04 |  | Bipolar -12 to 12 A |  | DL1
387 | 1.26Q3.5 | QM02 |  | Bipolar -12 to 12 A |  | DL1
388 | 1.26Q3.5 | QM04 |  | Bipolar -12 to 12 A |  | DL1
389 | 1.26Q3.5 | QM11 |  | Bipolar -12 to 12 A |  | BC1
390 | 1.26Q3.5 | QM12 |  | Bipolar -12 to 12 A |  | BC1
391 | 1.26Q3.5 | QS01 |  | Bipolar -12 to 12 A |  | SPEC
392 | 1.26Q3.5 | QM13 |  | Bipolar -12 to 12 A |  | BC1
408 | 1.26Q3.5 | QA01 |  | Bipolar -12 to 12 A |  | L0
415 | 3.25Q20 | QUE1 |  | Unipolar 0 to 50 A |  | DMPH
416 | 3.94Q17 | QDMP1 |  | Unipolar 0 to 50 A |  | DMPH
417 | 3.25Q20 | QUE2 |  | Unipolar 0 to 50 A |  | DMPH
421 | 1.26Q3.5 | QSM1 |  | Bipolar -12 to 12 A
422 | 1.26Q3.5 | SPARE |  | Bipolar -12 to 12 A
423 | 1.26Q3.5 | QA11 |  | Bipolar -12 to 12 A |  | L1
424 | 1.26Q3.5 | CQ32 |  | Bipolar -12 to 12 A |  | LTUH
425 | 1.26Q3.5 | QM14 |  | Bipolar -12 to 12 A |  | BC1
426 | 1.26Q3.5 | QM15 |  | Bipolar -12 to 12 A |  | BC1
427 | 1.26Q3.5 | QA12 |  | Bipolar -12 to 12 A |  | L1
428 | 1.26Q3.5 | SPARE |  | Bipolar -12 to 12 A
436 | 5D7.1 | BX01 |  | Unipolar 0 to 340 A |  | DL1
437 | 5D7.1 | BX02 |  | Unipolar 0 to 340 A |  | DL1
462 | 0.91Q17.72 | QT11 |  | Unipolar 0 to 144 A |  | LTUH
602 | 1.69VD55.1 | BYD1 |  | Unipolar 0 to 320 A |  | DMPH
605 | 1.69VD55.1 | BYD2 |  | Unipolar 0 to 320 A |  | DMPH
608 | 1.69VD55.1 | BYD3 |  | Unipolar 0 to 320 A |  | DMPH
612 | Class 5F | XCQT32 |  | Bipolar -4.2 to 4.2 A |  | LTUH |  |  |  | Fast Feedback Correctors
613 | Class 5F | XCDL4 |  | Bipolar -4.2 to 4.2 A |  | LTUH |  |  |  | Fast Feedback Correctors
614 | Class 5F | YCQT32 |  | Bipolar -4.2 to 4.2 A |  | LTUH |  |  |  | Fast Feedback Correctors
615 | Class 5F | YCQT42 |  | Bipolar -4.2 to 4.2 A |  | LTUH |  |  |  | Fast Feedback Correctors
000706 | 0.433Q3.1 | QHXH25 | 29 | Bipolar -6 to 6 A | Everson Telsa | Undulator | SA-381-012-00 | PF-381-012-24 | N/A | LCLS-II Undulator Quad
000707 | 0.433Q3.1 |  | 24 | Bipolar -6 to 6 A | Everson Telsa | Undulator | SA-381-012-00 | PF-381-012-24 | N/A | LCLS-II Undulator Quad
000708 | 0.433Q3.1 | QHXH24 | 9 | Bipolar -6 to 6 A | Everson Telsa | Undulator | SA-381-012-00 | PF-381-012-24 | N/A | LCLS-II Undulator Quad
000709 | 0.433Q3.1 | QHXH27 | 30 | Bipolar -6 to 6 A | Everson Telsa | Undulator | SA-381-012-00 | PF-381-012-24 | N/A | LCLS-II Undulator Quad
000710 | 0.433Q3.1 | QHXH16 | 10 | Bipolar -6 to 6 A | Everson Telsa | Undulator | SA-381-012-00 | PF-381-012-24 | N/A | LCLS-II Undulator Quad
000711 | 0.433Q3.1 | QHXH33 | 25 | Bipolar -6 to 6 A | Everson Telsa | Undulator | SA-381-012-00 | PF-381-012-24 | N/A | LCLS-II Undulator Quad
000712 | 0.433Q3.1 | QHXH42 | 13 | Bipolar -6 to 6 A | Everson Telsa | Undulator | SA-381-012-00 | PF-381-012-24 | N/A | LCLS-II Undulator Quad
000713 | 0.433Q3.1 | QHXH46 | 34 | Bipolar -6 to 6 A | Everson Telsa | Undulator | SA-381-012-00 | PF-381-012-24 | N/A | LCLS-II Undulator Quad
000714 | 0.433Q3.1 |  | 4 | Bipolar -6 to 6 A | Everson Telsa | Undulator | SA-381-012-00 | PF-381-012-24 | N/A | LCLS-II Undulator Quad
000715 | 0.433Q3.1 | QHXH31 | 33 | Bipolar -6 to 6 A | Everson Telsa | Undulator | SA-381-012-00 | PF-381-012-24 | N/A | LCLS-II Undulator Quad
000716 | 0.433Q3.1 | QHXH15 | 35 | Bipolar -6 to 6 A | Everson Telsa | Undulator | SA-381-012-00 | PF-381-012-24 | N/A | LCLS-II Undulator Quad
000717 | 0.433Q3.1 | QHXH37 | 17 | Bipolar -6 to 6 A | Everson Telsa | Undulator | SA-381-012-00 | PF-381-012-24 | N/A | LCLS-II Undulator Quad
000718 | 0.433Q3.1 | QHXH23 | 31 | Bipolar -6 to 6 A | Everson Telsa | Undulator | SA-381-012-00 | PF-381-012-24 | N/A | LCLS-II Undulator Quad
000719 | 0.433Q3.1 | QHXH35 | 36 | Bipolar -6 to 6 A | Everson Telsa | Undulator | SA-381-012-00 | PF-381-012-24 | N/A | LCLS-II Undulator Quad
000720 | 0.433Q3.1 | QHXH34 | 1 | Bipolar -6 to 6 A | Everson Telsa | Undulator | SA-381-012-00 | PF-381-012-24 | N/A | LCLS-II Undulator Quad
000721 | 0.433Q3.1 | QHXH40 | 18 | Bipolar -6 to 6 A | Everson Telsa | Undulator | SA-381-012-00 | PF-381-012-24 | N/A | LCLS-II Undulator Quad
000722 | 0.433Q3.1 | QHXH18 | 21 | Bipolar -6 to 6 A | Everson Telsa | Undulator | SA-381-012-00 | PF-381-012-24 | N/A | LCLS-II Undulator Quad
000723 | 0.433Q3.1 |  | 37 | Bipolar -6 to 6 A | Everson Telsa | Undulator | SA-381-012-00 | PF-381-012-24 | N/A | LCLS-II Undulator Quad
000724 | 0.433Q3.1 | QHXH30 | 20 | Bipolar -6 to 6 A | Everson Telsa | Undulator | SA-381-012-00 | PF-381-012-24 | N/A | LCLS-II Undulator Quad
000725 | 0.433Q3.1 | QHXH20 | 22 | Bipolar -6 to 6 A | Everson Telsa | Undulator | SA-381-012-00 | PF-381-012-24 | N/A | LCLS-II Undulator Quad
000726 | 0.433Q3.1 | QHXH45 | 19 | Bipolar -6 to 6 A | Everson Telsa | Undulator | SA-381-012-00 | PF-381-012-24 | N/A | LCLS-II Undulator Quad
000727 | 0.433Q3.1 | QHXH28 | 15 | Bipolar -6 to 6 A | Everson Telsa | Undulator | SA-381-012-00 | PF-381-012-24 | N/A | LCLS-II Undulator Quad
000728 | 0.433Q3.1 | QHXH17 | 16 | Bipolar -6 to 6 A | Everson Telsa | Undulator | SA-381-012-00 | PF-381-012-24 | N/A | LCLS-II Undulator Quad
000737 | 0.433Q3.1 | QHXH19 | 2 | Bipolar -6 to 6 A | Everson Telsa | Undulator | SA-381-012-00 | PF-381-012-24 | N/A | LCLS-II Undulator Quad
000738 | 0.433Q3.1 | QHXH38 | 3 | Bipolar -6 to 6 A | Everson Telsa | Undulator | SA-381-012-00 | PF-381-012-24 | N/A | LCLS-II Undulator Quad
000739 | 0.433Q3.1 | QHXH32 | 6 | Bipolar -6 to 6 A | Everson Telsa | Undulator | SA-381-012-00 | PF-381-012-24 | N/A | LCLS-II Undulator Quad
000740 | 0.433Q3.1 | QHXH43 | 5 | Bipolar -6 to 6 A | Everson Telsa | Undulator | SA-381-012-00 | PF-381-012-24 | N/A | LCLS-II Undulator Quad
000741 | 0.433Q3.1 | QHXH21 | 8 | Bipolar -6 to 6 A | Everson Telsa | Undulator | SA-381-012-00 | PF-381-012-24 | N/A | LCLS-II Undulator Quad
000742 | 0.433Q3.1 | QHXH33 | 23 | Bipolar -6 to 6 A | Everson Telsa | Undulator | SA-381-012-00 | PF-381-012-24 | N/A | LCLS-II Undulator Quad
000743 | 0.433Q3.1 | QHXH22 | 28 | Bipolar -6 to 6 A | Everson Telsa | Undulator | SA-381-012-00 | PF-381-012-24 | N/A | LCLS-II Undulator Quad
000744 | 0.433Q3.1 | QHXH44 | 14 | Bipolar -6 to 6 A | Everson Telsa | Undulator | SA-381-012-00 | PF-381-012-24 | N/A | LCLS-II Undulator Quad
000745 | 0.433Q3.1 | QHXH13 | 26 | Bipolar -6 to 6 A | Everson Telsa | Undulator | SA-381-012-00 | PF-381-012-24 | N/A | LCLS-II Undulator Quad
000746 | 0.433Q3.1 | QHXH29 | 27 | Bipolar -6 to 6 A | Everson Telsa | Undulator | SA-381-012-00 | PF-381-012-24 | N/A | LCLS-II Undulator Quad
000747 | 0.433Q3.1 |  | 12 | Bipolar -6 to 6 A | Everson Telsa | Undulator | SA-381-012-00 | PF-381-012-24 | N/A | LCLS-II Undulator Quad
000748 | 0.433Q3.1 | QHXH14 | 11 | Bipolar -6 to 6 A | Everson Telsa | Undulator | SA-381-012-00 | PF-381-012-24 | N/A | LCLS-II Undulator Quad
000749 | 0.433Q3.1 | QHXH41 | 7 | Bipolar -6 to 6 A | Everson Tesla | Undulator | SA-381-012-00 | PF-381-012-24 | N/A | LCLS-II Undulator Quad
1026 | 1.69Q3.4 | CQ12 |  | Bipolar -12 to 12 A |  | BC1
1027 | 1.69Q3.4 | CQ11 |  | Bipolar -12 to 12 A |  | BC1
1028 | 1.69Q3.4 | CQ21 |  | Bipolar -12 to 12 A |  | BC2
1029 | 1.69Q3.4 | CQ22 |  | Bipolar -12 to 12 A |  | BC2
1030 | 1.67Q2 | QG01 |  | Bipolar -12 to 12 A |  | GTL
1031 | 1.67Q2 | QG02 |  | Bipolar -12 to 12 A |  | GSPEC
1032 | 1.67Q2 | QG03 |  | Bipolar -12 to 12 A |  | GSPEC
1033 | Class 1A |  |  | Bipolar -12 to 12 A
1035 | Class 1S | 1035X/Y |  | Bipolar -12 to 12 A |  | L0
1036 | Class 1S | 1036X/Y |  | Bipolar -12 to 12 A |  | L0
1037 | Class 1A | 1036X/Y |  | Bipolar -7 to 7 A
1038 | 1.085Q4.31 |  |  | Unipolar 0 to 200 A |  | L2
1039 | 1.085Q4.31 | Q21601 |  | Unipolar 0 to 200 A |  | L2
1040 | Type 4 |  |  | Bipolar -6 to 6 A
1042 | Chicane Skew Quad | SQ12 |  | Unipolar 0 to 12 A
1043 | Chicane Skew Quad |  |  | Unipolar 0 to 12 A
1044 | 0.813Q7.37 | 50Q1 |  | Unipolar 0 to 50 A
1045 | 0.813Q12.756 | 50Q2 |  | Unipolar 0 to 50 A
1046 | 0.813Q11.26 | 50Q3 |  | Unipolar 0 to 50 A
1047 | Fast_Fdbck |  |  | Bipolar -2 to 2 A |  |  | SA-380-325-35
1048 | 0.315D14H | BXHS2 |  | Bipolar -6 to 6 A |  | U02H
1049 | 0.315D14H | BXHS1 |  | Bipolar -6 to 6 A |  | U02H
1050 | 0.315D14H | BXHS3 |  | Bipolar -6 to 6 A |  | U02H
1051 | 0.315D14H | BXHS4 |  | Bipolar -6 to 6 A |  | U02H
1052 | 0.91Q17.72 | Q5 |  | Unipolar 0 to 144 A |  | BSY
1058 | 4D36-C | BXPM1 |  | 1600 Amps to charge. |  | SFTH
1059 | 2.625SOL7.87 | SOL2 |  | Unipolar 0 to 30 A |  | L0
1060 | Class 1A | X/YC07 |  | Bipolar -7 to 7 A |  | DL1
1061 | Class 1T | X/YC06 |  | Bipolar -12 to 12 A |  | DL1
1076 | 1.692D6.28 | BX12 |  | Unipolar 0 to 350 A |  | BC1
1077 | 1.692D6.28 | BX11 |  | Unipolar 0 to 350 A |  | BC1
1078 | 1.692D6.28 | BX14 |  | Unipolar 0 to 350 A |  | BC1
1079 | 1.692D6.28 | BX13 |  | Unipolar 0 to 350 A |  | BC1
1081 | Class 1A | YC08 |  | Bipolar -7 to 7 A |  | DL1
1082 | Class 1A | XC09 |  | Bipolar -7 to 7 A |  | DL1
1083 | Class 1A | XC10 |  | Bipolar -7 to 7 A |  | DL1
1084 | Class 1A | XC21325 |  | Bipolar -7 to 7 A |  | BC1
1085 | Class 1A | XCS1 |  | Bipolar -7 to 7 A |  | SPEC
1087 | Class 1S | YC04 |  |  |  | L0
1088 | Class 1S | XC21101 |  |  |  | L1
1089 | Class 1S | YC21136 |  |  |  | L1
1100 | Type 5 |  |  | Bipolar -6 to 6 A
1101 | Type 5 |  |  | Bipolar -6 to 6 A
1102 | Type 5 |  |  | Bipolar -6 to 6 A
1103 | Type 5 |  |  | Bipolar -6 to 6 A
1104 | Type 5 |  |  | Bipolar -6 to 6 A
1105 | Type 5 |  |  | Bipolar -6 to 6 A
1106 | Type 5 | XCVM2 |  | Bipolar -6 to 6 A |  | LTUH
1107 | Type 5 |  |  | Bipolar -6 to 6 A
1111 | Type 5 | XCVM3 |  | Bipolar -6 to 6 A |  | LTUH
1113 | Type 5 |  |  | Bipolar -6 to 6 A
1115 | Type 5 |  |  | Bipolar -6 to 6 A
1116 | Type 5 |  |  | Bipolar -6 to 6 A
1117 | Type 4 |  |  | Bipolar -6 to 6 A
1118 | Type 4 |  |  | Bipolar -6 to 6 A
1119 | Type 4 |  |  | Bipolar -6 to 6 A
1120 | Type 4 |  |  | Bipolar -6 to 6 A
1121 | Type 4 |  |  | Bipolar -6 to 6 A
1122 | Type 4 |  |  | Bipolar -6 to 6 A
1123 | Type 4 |  |  | Bipolar -6 to 6 A
1124 | Type 4 |  |  | Bipolar -6 to 6 A
1125 | Type 4 |  |  | Bipolar -6 to 6 A
1139 | Type 4 |  |  | Bipolar -6 to 6 A
1140 | Type 4 |  |  | Bipolar -6 to 6 A
1141 | Type 4 |  |  | Bipolar -6 to 6 A
1142 | Type 4 |  |  | Bipolar -6 to 6 A
1143 | Type 4 |  |  | Bipolar -6 to 6 A
1144 | Type 4 |  |  | Bipolar -6 to 6 A
1145 | Type 4 |  |  | Bipolar -6 to 6 A
1146 | Type 4 |  |  | Bipolar -6 to 6 A
1147 | Type 4 |  |  | Bipolar -6 to 6 A
1148 | Type 4 |  |  | Bipolar -6 to 6 A
1149 | Type 4 |  |  | Bipolar -6 to 6 A
1150 | Type 4 |  |  | Bipolar -6 to 6 A
1151 | Type 4 |  |  | Bipolar -6 to 6 A
1152 | Type 4 |  |  | Bipolar -6 to 6 A
1153 | Type 4 |  |  | Bipolar -6 to 6 A
1154 | Type 4 |  |  | Bipolar -6 to 6 A
1155 | Type 4 |  |  | Bipolar -6 to 6 A
2000 | 1.26Q12 | QEM4 |  | Bipolar -120 to 120 A |  | LTUH
2001 | Type 4 | XC21302 |  | Bipolar -6 to 6 A |  | BC1
2003 | 1.26Q12 | QEM1 |  | Bipolar -120 to 120 A |  | LTUH
2004 | 1.26Q12 | QUM4 |  | Bipolar -120 to 120 A |  | LTUH
2005 | 1.26Q12 | QUM3 |  | Bipolar -120 to 120 A |  | LTUH
2005 | BXS | BXS |  | Unipolar 0 to 240 Amps |  | SPEC
2006 | 1.26Q12 | QDL32 |  | Unipolar 0 to 120 A |  | LTUH
2007 | 5D3.9 | BXH4 |  | Unipolar 0 to 240 A |  | DL1
2008 | 5D3.9 | BXH2 |  | Unipolar 0 to 240 A |  | DL1
2009 | 5D3.9 | BXH1 |  | Unipolar 0 to 240 A |  | DL1
2010 | 5D3.9 | BXH3 |  | Unipolar 0 to 240 A |  | DL1
2012 | BXG | BXG |  | Unipolar 0 to 30 A |  | SPEC
2013 | 1.26Q12 | QSP11H |  | Bipolar -120 to 120 A |  | LTUH
2099 | 1.26Q12 | QDL34 |  | Unipolar 0 to 120 A |  | LTUH
2202 | CLASS 1X | YC21192 |  | Bipolar -12 to 12 A |  | BC1
2204 | 3.25Q20 | QDMP2 |  | Unipolar 0 to 50 A |  | DMPH
2198 | Type 4 |  |  | Bipolar -6 to 6 A
2199 | Type 4 |  |  | Bipolar -6 to 6 A
2200 | Type 4 |  |  | Bipolar -6 to 6 A
2201 | 3.41S8.209 | SOL1 |  | Unipolar 0 to 270 A |  | S20
2206 | 1D19.7 | BC2 |  | Unipolar 0 to 200 A
2208 | Class 1X |  |  | Bipolar -12 to 12 A
2390 | Type 5 | YCQT22 |  | Bipolar -6 to 6 A |  | LTU
2401 | 1.26Q3.5 | QEM3V |  | Bipolar -12 to 12 A |  | LTUH
2402 | 1.26Q3.5 | QE31 |  | Unipolar 0 to 15 A |  | LTUH
2403 | 1.26Q3.5 | QE33 |  | Unipolar 0 to 15 A |  | LTUH
2404 | 1.26Q3.5 | QE35 |  | Unipolar 0 to 15 A |  | LTUH
2405 | 1.26Q3.5 | QE32 |  | Unipolar 0 to 15 A |  | LTUH
2406 | 1.26Q3.5 | QE34 |  | Unipolar 0 to 15 A |  | LTUH
2407 | 1.26Q3.5 | QE36 |  | Unipolar 0 to 15 A |  | LTUH
2408 | CLASS 1G |  |  | Bipolar -6 to 6 A
2600 | 0.91Q17.72 | SPARE |  | Bipolar -120 to 120 A
2614 | 1.26Q12 | QUM2 |  |  |  | LTUH
2800 | 1D19.7 | BX21 |  | Unipolar 0 to 200 A |  | BC2
2803 | 1D19.7 | BX22 |  | Unipolar 0 to 200 A |  | BC2
2804 | 0.433Q3.1 | 1st Article |  | Bipolar -6 to 6 A
2805 | 1D19.7 | BX23 |  | Unipolar 0 to 200 A |  | BC2
2806 | 1D19.7 | BX24 |  | Unipolar 0 to 200 A |  | BC2
2882 | 1.26Q12 | QUM1 |  | Unipolar 0 to 120 A |  | LTUH
2884 | 1.26Q12 | QEM3 |  | Bipolar -120 to 120 A |  | LTUH
2883 | 1.26Q12 | QDL31 |  | Bipolar -120 to 120 A |  | LTUH
| 0.315D14S | BXSS1 |  | Bipolar -9 to 9 A |  | UND
| 0.315D14S | BXSS2 |  | Bipolar -9 to 9 A |  | UND
| 0.315D14S | BXSS3 |  | Bipolar -9 to 9 A |  | UND
| 0.315D14S | BXSS4 |  | Bipolar -9 to 9 A |  | UND
SOL1
Note on A1: [Threaded comment] Your version of Excel allows you to read this threaded comment; however, any edits to it will get removed if the file is opened in a newer version of Excel. Learn more: https://go.microsoft.com/fwlink/?linkid=870924 Comment: All LCLS-II Barcodes have the form L20XXXX with what is listed below being the XXXX part.

## Barcodes
BarCode | Eng. Name | MAD name | Vendor S/N | Measured Current Range | Manufacturer | AREA | Magnet Drawing # | Coil Drawing # | LCW (gpm at ∆PSI) | Previous Project and Type | Comment
2319 | 0.276D14-C | BCXCBX11 | 1 | Bipolar -12 to 12 A | Everson Telsa | CBXFEL | DSG-000014858 | DSG-000014857 | N/A | CBXFEL Chicane Dipole
2320 | 0.276D14-C | BCXCBX12 | 2 | Bipolar -12 to 12 A | Everson Telsa | CBXFEL | DSG-000014858 | DSG-000014857 | N/A | CBXFEL Chicane Dipole
2321 | 0.276D14-C | BCXCBX13 | 3 | Bipolar -12 to 12 A | Everson Telsa | CBXFEL | DSG-000014858 | DSG-000014857 | N/A | CBXFEL Chicane Dipole
2322 | 0.276D14-C | BCXCBX14 | 4 | Bipolar -12 to 12 A | Everson Telsa | CBXFEL | DSG-000014858 | DSG-000014857 | N/A | CBXFEL Chicane Dipole
2323 | 0.276D14-C | BCXCBX21 | 5 | Bipolar -12 to 12 A | Everson Telsa | CBXFEL | DSG-000014858 | DSG-000014857 | N/A | CBXFEL Chicane Dipole
2324 | 0.276D14-C | BCXCBX22 | 6 | Bipolar -12 to 12 A | Everson Telsa | CBXFEL | DSG-000014858 | DSG-000014857 | N/A | CBXFEL Chicane Dipole
2325 | 0.276D14-C | BCXCBX23 | 7 | Bipolar -12 to 12 A | Everson Telsa | CBXFEL | DSG-000014858 | DSG-000014857 | N/A | CBXFEL Chicane Dipole
2326 | 0.276D14-C | BCXCBX24 | 8 | Bipolar -12 to 12 A | Everson Telsa | CBXFEL | DSG-000014858 | DSG-000014857 | N/A | CBXFEL Chicane Dipole
2735 | 1.26Q3.5 | QC001 | 3 | Bipolar -12 to 12 A | Everson Telsa | Injector | SA-380-309-00 | ET 53022-03 | N/A | Injector Quad 2013
2736 | 1.26Q3.5 | QC002 | 2 | Bipolar -12 to 12 A | Everson Telsa | Injector | SA-380-309-00 | ET 53022-03 | N/A | Injector Quad 2013
2737 | 1.26Q3.5 | QC003 | 1 | Bipolar -12 to 12 A | Everson Telsa | Injector | SA-380-309-00 | ET 53022-03 | N/A | Injector Quad 2013
2738 | 1.26Q3.5 | QC004 | 4 | Bipolar -12 to 12 A | Everson Telsa | Injector | SA-380-309-00 | ET 53022-03 | N/A | Injector Quad 2013
2739 | 1.26Q3.5 | QC005 | 5 | Bipolar -12 to 12 A | Everson Telsa | Injector | SA-380-309-00 | ET 53022-03 | N/A | Injector Quad 2013
2740 | 1.26Q3.5 | QC006 | 6 | Bipolar -12 to 12 A | Everson Telsa | Injector | SA-380-309-00 | ET 53022-03 | N/A | Injector Quad 2013
2741 | 1.26Q3.5 | QC007 | 8 | Bipolar -12 to 12 A | Everson Telsa | Injector | SA-380-309-00 | ET 53022-03 | N/A | Injector Quad 2013
2742 | 1.26Q3.5 | QC008 | 11 | Bipolar -12 to 12 A | Everson Telsa | Injector | SA-380-309-00 | ET 53022-03 | N/A | Injector Quad 2013
2743 | 1.26Q3.5 | QC009 | 9 | Bipolar -12 to 12 A | Everson Telsa | Injector | SA-380-309-00 | ET 53022-03 | N/A | Injector Quad 2013
2744 | 1.26Q3.5 | QC010 | 10 | Bipolar -12 to 12 A | Everson Telsa | Injector | SA-380-309-00 | ET 53022-03 | N/A | Injector Quad 2013
2745 | 1.26Q3.5 | QC011 | 7 | Bipolar -12 to 12 A | Everson Telsa | Injector | SA-380-309-00 | ET 53022-03 | N/A | Injector Quad 2013
2746 | 1.26Q3.5 | QC012 | 12 | Bipolar -12 to 12 A | Everson Telsa | Injector | SA-380-309-00 | ET 53022-03 | N/A | Injector Quad 2013
4000 | 1.26Q3.5 | Q1C01 | 1 | Bipolar -12 to 12 A | Everson Telsa | Injector | SA-380-309-00 | ET 53022-03 | N/A | Injector Quad 2016 / 1st Article
4001 | 1.26Q3.5 | QC101 | 8 | Bipolar -12 to 12 A | Everson Telsa | Injector | SA-380-309-00 | ET 53022-03 | N/A | Injector Quad 2016
4002 | 1.26Q3.5 | QC102 | 9 | Bipolar -12 to 12 A | Everson Telsa | Injector | SA-380-309-00 | ET 53022-03 | N/A | Injector Quad 2016
4003 | 1.26Q3.5 | QC103 | 4 | Bipolar -12 to 12 A | Everson Telsa | Injector | SA-380-309-00 | ET 53022-03 | N/A | Injector Quad 2016
4004 | 1.26Q3.5 | QC104 | 7 | Bipolar -12 to 12 A | Everson Telsa | Injector | SA-380-309-00 | ET 53022-03 | N/A | Injector Quad 2016
4005 | 1.26Q3.5 | QC105 | 5 | Bipolar -12 to 12 A | Everson Telsa | Injector | SA-380-309-00 | ET 53022-03 | N/A | Injector Quad 2016
4006 | 1.26Q3.5 | QC106 | 2 | Bipolar -12 to 12 A | Everson Telsa | Injector | SA-380-309-00 | ET 53022-03 | N/A | Injector Quad 2016
4007 | 1.26Q3.5 | QC107 | 3 | Bipolar -12 to 12 A | Everson Telsa | Injector | SA-380-309-00 | ET 53022-03 | N/A | Injector Quad 2016
4008 | 1.26Q3.5 | QC108 | 6 | Bipolar -12 to 12 A | Everson Telsa | Injector | SA-380-309-00 | ET 53022-03 | N/A | Injector Quad 2016
4009 | 1.26Q3.5 | QDG006 | 10 | Bipolar -12 to 12 A | Everson Telsa | Injector | SA-380-309-00 | ET 53022-03 | N/A | Injector Quad 2016
4010 | 1.26Q3.5 | QDG005 | 11 | Bipolar -12 to 12 A | Everson Telsa | Injector | SA-380-309-00 | ET 53022-03 | N/A | Injector Quad 2016
4011 | 1.26Q3.5 | QDG008 | 12 | Bipolar -12 to 12 A | Everson Telsa | Injector | SA-380-309-00 | ET 53022-03 | N/A | Injector Quad 2016
4012 | 1.26Q3.5 | QDG009 | 13 | Bipolar -12 to 12 A | Everson Telsa | Injector | SA-380-309-00 | ET 53022-03 | N/A | Injector Quad 2016
4013 | 1.26Q3.5 Bad | QDG007 | 14 | Bipolar -12 to 12 A | Everson Telsa | Injector | SA-380-309-00 | ET 53022-03 | N/A | Injector Quad 2016 | This magnet was deemed bad. Not sure what happened to it
4014 | 1.26Q3.5 |  | 15 | Bipolar -12 to 12 A | Everson Telsa | Injector | SA-380-309-00 | ET 53022-03 | N/A | Injector Quad 2016
4015 | 1.26Q3.5 | QC109 | 20 | Bipolar -12 to 12 A | Everson Telsa | Injector | SA-380-309-00 | ET 53022-03 | N/A | Injector Quad 2016
4016 | 1.26Q3.5 | QC110 | 19 | Bipolar -12 to 12 A | Everson Telsa | Injector | SA-380-309-00 | ET 53022-03 | N/A | Injector Quad 2016
4017 | 1.26Q3.5 | QC111 | 21 | Bipolar -12 to 12 A | Everson Telsa | Injector | SA-380-309-00 | ET 53022-03 | N/A | Injector Quad 2016
4018 | 1.26Q3.5 | QDG010 | 18 | Bipolar -12 to 12 A | Everson Telsa | Injector | SA-380-309-00 | ET 53022-03 | N/A | Injector Quad 2016
4019 | 1.26Q3.5 | QEM3VB | 16 | Bipolar -12 to 12 A | Everson Telsa | Injector | SA-380-309-00 | ET 53022-03 | N/A | Injector Quad 2016
4020 | 1.26Q3.5 | QC112 | 22 | Bipolar -12 to 12 A | Everson Telsa | Injector | SA-380-309-00 | ET 53022-03 | N/A | Injector Quad 2016
4021 | 1.26Q3.5 | QDG011 | 17 | Bipolar -12 to 12 A | Everson Telsa | Injector | SA-380-309-00 | ET 53022-03 | N/A | Injector Quad 2016
4022 | 1.26Q3.5 | Q2C01 | 24 | Bipolar -12 to 12 A | Everson Telsa | Injector | SA-380-309-00 | ET 53022-03 | N/A | Injector Quad 2016
4023 | 1.26Q3.5 | QE201 | 26 | Bipolar -12 to 12 A | Everson Telsa | Injector | SA-380-309-00 | ET 53022-03 | N/A | Injector Quad 2016
4024 | 1.26Q3.5 | QE202 | 25 | Bipolar -12 to 12 A | Everson Telsa | Injector | SA-380-309-00 | ET 53022-03 | N/A | Injector Quad 2016
4025 | 1.26Q3.5 | QE203 | 30 | Bipolar -12 to 12 A | Everson Telsa | Injector | SA-380-309-00 | ET 53022-03 | N/A | Injector Quad 2016
4026 | 1.26Q3.5 | QE204 | 23 | Bipolar -12 to 12 A | Everson Telsa | Injector | SA-380-309-00 | ET 53022-03 | N/A | Injector Quad 2016
4027 | 1.26Q3.5 | QDG004 | 31 | Bipolar -12 to 12 A | Everson Telsa | Injector | SA-380-309-00 | ET 53022-03 | N/A | Injector Quad 2016
4028 | 1.26Q3.5 | QE35B | 27 | Unipolar 0 to 12 A | Everson Telsa | Injector | SA-380-309-00 | ET 53022-03 | N/A | Injector Quad 2016
4029 | 1.26Q3.5 | QE31B | 28 | Unipolar 0 to 12 A | Everson Telsa | Injector | SA-380-309-00 | ET 53022-03 | N/A | Injector Quad 2016
4030 | 1.26Q3.5 | QE33B | 29 | Unipolar 0 to 12 A | Everson Telsa | Injector | SA-380-309-00 | ET 53022-03 | N/A | Injector Quad 2016
4031 | 1.26Q3.5 | QE32B | 33 | Unipolar 0 to 12 A | Everson Telsa | Injector | SA-380-309-00 | ET 53022-03 | N/A | Injector Quad 2016
4032 | 1.26Q3.5 | QE34B | 32 | Unipolar 0 to 12 A | Everson Telsa | Injector | SA-380-309-00 | ET 53022-03 | N/A | Injector Quad 2016
4033 | 1.26Q3.5 | QE36B | 35 | Unipolar 0 to 12 A | Everson Telsa | Injector | SA-380-309-00 | ET 53022-03 | N/A | Injector Quad 2016
4034 | 1.26Q3.5 |  | 34 |  | Everson Telsa | Injector | SA-380-309-00 | ET 53022-03 | N/A | Injector Quad 2016 | Went to FACET-II
4035 | 1.26Q3.5 |  | 36 |  | Everson Telsa | Injector | SA-380-309-00 | ET 53022-03 | N/A | Injector Quad 2016 | Went to FACET-II
4036 | 1.26Q3.5 |  | 37 |  | Everson Telsa | Injector | SA-380-309-00 | ET 53022-03 | N/A | Injector Quad 2016 | Went to FACET-II
4037 | 1.26Q3.5 |  | 39 |  | Everson Telsa | Injector | SA-380-309-00 | ET 53022-03 | N/A | Injector Quad 2016 | Went to FACET-II
4038 | 1.26Q3.5 |  | 38 |  | Everson Telsa | Injector | SA-380-309-00 | ET 53022-03 | N/A | Injector Quad 2016 | Went to FACET-II
4039 | 1.26Q3.5 |  | 40 |  | Everson Telsa | Injector | SA-380-309-00 | ET 53022-03 | N/A | Injector Quad 2016 | Went to FACET-II
4040 | 2Q4 | QHD01 | P01 | Unipolar to 45 A | SLAC |  | SA-344-112-01 | SA-344-112-03/SA-344-112-04 | N/A | Solid Wire 2Q4
4041 | 2Q4 | Q0H08 | P39 | Unipolar to 45 A | SLAC |  | SA-344-112-01 | SA-344-112-02/SA-344-112-03 | N/A | Solid Wire 2Q4
4042 | 2Q4 | QHD02 | P38 | Unipolar to 45 A | SLAC |  | SA-344-112-01 | SA-344-112-02/SA-344-112-03 | N/A | Solid Wire 2Q4
4043 | 2Q4 | Q0H07 | P10 | Unipolar to 45 A | SLAC |  | SA-344-112-01 | SA-344-112-02/SA-344-112-03 | N/A | Solid Wire 2Q4
4044 | 2Q4 | Q0H02 | P21 | Bipolar -30 to +30 A | SLAC |  | SA-344-112-01 | SA-344-112-02/SA-344-112-03 | N/A | Solid Wire 2Q4
4045 | 2Q4 | Q0H01 | P19 | Bipolar -30 to +30 A | SLAC |  | SA-344-112-01 | SA-344-112-02/SA-344-112-03 | N/A | Solid Wire 2Q4
4046 | 2Q4 | QHD04 | P17 | Unipolar to 45 A | SLAC |  | SA-344-112-01 | SA-344-112-02/SA-344-112-03 | N/A | Solid Wire 2Q4
4047 | 2Q4 | QHD03 | P14 | Unipolar to 45 A | SLAC |  | SA-344-112-01 | SA-344-112-02/SA-344-112-03 | N/A | Solid Wire 2Q4
4048 | 2Q4 | Q0H06 | P03 | Unipolar to 30 A | SLAC |  | SA-344-112-01 | SA-344-112-02/SA-344-112-03 | N/A | Solid Wire 2Q4
4049 | 2Q4 | Q0H04 | P01 | Bipolar -30 to +30 A | SLAC |  | SA-344-112-01 | SA-344-112-02/SA-344-112-03 | N/A | Solid Wire 2Q4
4050 | 2.625SOL7.87 | SOL1 |  | Bipolar -10 to +10 A | LBNL |  |  |  | 0.68 gpm at 115 PSI | LBNL Injector Solenoid
4051 | 2.625SOL7.87 | SOL2 |  | Bipolar -10 to +10 A | LBNL |  |  |  | 0.68 gpm at 115 PSI | LBNL Injector Solenoid
4052 | 2Q4 | Q0H03 | P02 | Bipolar -30 to +30 A | SLAC |  | SA-344-112-01 | SA-344-112-02/SA-344-112-03 | N/A | Solid Wire 2Q4
4053 | 2Q4 | Q0H05 | P11 | Unipolar to 30 A | SLAC |  | SA-344-112-01 | SA-344-112-02/SA-344-112-03 | N/A | Solid Wire 2Q4
4054 | 1.26Q12 | QSP3H | 15 | Unipolar 0 to 165 A | Everson Telsa |  | SA-380-327-00 | ET 53032-05 | 3.3 gpm at 65 PSI | New for LCLS-II
4055 | 1.26Q12 | QSP1S | 17 | Unipolar 0 to 165 A | Everson Telsa |  | SA-380-327-00 | ET 53032-05 | 3.3 gpm at 65 PSI | New for LCLS-II
4056 | 1.26Q12 | QSP2S | 16 | Unipolar 0 to 165 A | Everson Telsa |  | SA-380-327-00 | ET 53032-05 | 3.3 gpm at 65 PSI | New for LCLS-II
4057 | 1.26Q12 | QSP8S | 18 | Unipolar 0 to 165 A | Everson Telsa |  | SA-380-327-00 | ET 53032-05 | 3.3 gpm at 65 PSI | New for LCLS-II
4058 | 1.26Q12 | QSP7S | 19 | Unipolar 0 to 165 A | Everson Telsa |  | SA-380-327-00 | ET 53032-05 | 3.3 gpm at 65 PSI | New for LCLS-II
4059 | 1.26Q12 | QVM3B | 21 | Bipolar -165 to +165 A | Everson Telsa |  | SA-380-327-00 | ET 53032-05 | 3.3 gpm at 65 PSI | New for LCLS-II
4060 | 1.26Q12 | QVM4B | 20 | Bipolar -165 to +165 A | Everson Telsa |  | SA-380-327-00 | ET 53032-05 | 3.3 gpm at 65 PSI | New for LCLS-II
4061 | 1.26Q12 | QSP3S | 22 | Unipolar 0 to 165 A | Everson Telsa |  | SA-380-327-00 | ET 53032-05 | 3.3 gpm at 65 PSI | New for LCLS-II
4062 | 1.26Q12 | QSP9S | 23 | Unipolar 0 to 165 A | Everson Telsa |  | SA-380-327-00 | ET 53032-05 | 3.3 gpm at 65 PSI | New for LCLS-II
4063 | 1.26Q12 | QEM2 | 24 | Unipolar 0 to 165 A | Everson Telsa |  | SA-380-327-00 | ET 53032-05 | 3.3 gpm at 65 PSI | Was QSP11H, need to be swapped to LCLS QEM2, because of coil failure in original QEM2 LCLS Quad 2013 in Feb 2022
4064 | 0.433Q3.1 | QSXH36 | 31 | Bipolar -6 to 6 A | Everson Telsa |  | SA-381-012-00 | PF-381-012-24 | N/A | LCLS-II Undulator Quad
4065 | 0.433Q3.1 | QSXH47 | 29 | Bipolar -6 to 6 A | Everson Telsa |  | SA-381-012-00 | PF-381-012-24 | N/A | LCLS-II Undulator Quad
4066 | 0.433Q3.1 | QSXH41 | 30 | Bipolar -6 to 6 A | Everson Telsa |  | SA-381-012-00 | PF-381-012-24 | N/A | LCLS-II Undulator Quad
4067 | 1.51Q7.0 | QDG002 | 3 | Unipolar 0 to 30 A |  |  | SA-902-708-54 | SA-902-708-51 | 0.4 at 110 PSI | DIAG 0 Area Quad
4068 | 1.51Q7.0 | QDG003 | 2 | Unipolar 0 to 30 A |  |  | SA-902-708-54 | SA-902-708-51 | 0.4 at 110 PSI | DIAG 0 Area Quad
4069 | 1.51Q7.0 | QDG001 | 4 | Unipolar 0 to 30 A |  |  | SA-902-708-54 | SA-902-708-51 | 0.4 at 110 PSI | DIAG 0 Area Quad
4070 | 0.433Q3.1 |  | 1 | Bipolar -6 to 6 A |  |  | SA-381-012-00 | PF-381-012-24 | N/A | 1st Article / LCLS-II Undulator Quad
4071 | 0.433Q3.1 | QSXH26 | 8 | Bipolar -6 to 6 A | Everson Telsa | Undulator | SA-381-012-00 | PF-381-012-24 | N/A | LCLS-II Undulator Quad
4072 | 0.433Q3.1 | QSXH42 | 7 | Bipolar -6 to 6 A | Everson Telsa | Undulator | SA-381-012-00 | PF-381-012-24 | N/A | LCLS-II Undulator Quad
4073 | 0.433Q3.1 | QSXH16 | 6 | Bipolar -6 to 6 A | Everson Telsa | Undulator | SA-381-012-00 | PF-381-012-24 | N/A | LCLS-II Undulator Quad
4074 | 0.433Q3.1 | QSXH32 | 9 | Bipolar -6 to 6 A | Everson Telsa | Undulator | SA-381-012-00 | PF-381-012-24 | N/A | LCLS-II Undulator Quad
4075 | 0.433Q3.1 | QSXH43 | 5 | Bipolar -6 to 6 A | Everson Telsa | Undulator | SA-381-012-00 | PF-381-012-24 | N/A | LCLS-II Undulator Quad
4076 | 0.433Q3.1 | QSXH34 | 4 | Bipolar -6 to 6 A | Everson Telsa | Undulator | SA-381-012-00 | PF-381-012-24 | N/A | LCLS-II Undulator Quad
4077 | 0.433Q3.1 | QSXH38 | 2 | Bipolar -6 to 6 A | Everson Telsa | Undulator | SA-381-012-00 | PF-381-012-24 | N/A | LCLS-II Undulator Quad
4078 | 0.433Q3.1 | QSXH44 | 3 | Bipolar -6 to 6 A | Everson Telsa | Undulator | SA-381-012-00 | PF-381-012-24 | N/A | LCLS-II Undulator Quad
4079 | 0.433Q3.1 | QSXH29 | 10 | Bipolar -6 to 6 A | Everson Telsa | Undulator | SA-381-012-00 | PF-381-012-24 | N/A | LCLS-II Undulator Quad
4080 | 0.433Q3.1 | QSXH33 | 11 | Bipolar -6 to 6 A | Everson Telsa | Undulator | SA-381-012-00 | PF-381-012-24 | N/A | LCLS-II Undulator Quad
4081 | 0.433Q3.1 | QSXH28 | 12 | Bipolar -6 to 6 A | Everson Telsa | Undulator | SA-381-012-00 | PF-381-012-24 | N/A | LCLS-II Undulator Quad
4082 | 0.433Q3.1 | QSXH27 | 13 | Bipolar -6 to 6 A | Everson Telsa | Undulator | SA-381-012-00 | PF-381-012-24 | N/A | LCLS-II Undulator Quad
4083 | 0.433Q3.1 | QSXH24 | 16 | Bipolar -6 to 6 A | Everson Telsa | Undulator | SA-381-012-00 | PF-381-012-24 | N/A | LCLS-II Undulator Quad
4084 | 0.433Q3.1 | QSXH19 | 17 | Bipolar -6 to 6 A | Everson Telsa | Undulator | SA-381-012-00 | PF-381-012-24 | N/A | LCLS-II Undulator Quad
4085 | 0.433Q3.1 | QSXH31 | 14 | Bipolar -6 to 6 A | Everson Telsa | Undulator | SA-381-012-00 | PF-381-012-24 | N/A | LCLS-II Undulator Quad
4086 | 0.433Q3.1 | QSXH35 | 15 | Bipolar -6 to 6 A | Everson Telsa | Undulator | SA-381-012-00 | PF-381-012-24 | N/A | LCLS-II Undulator Quad
4087 | 0.433Q3.1 | QSXH37 | 18 | Bipolar -6 to 6 A | Everson Telsa | Undulator | SA-381-012-00 | PF-381-012-24 | N/A | LCLS-II Undulator Quad
4088 | 0.433Q3.1 | QSXH40 | 19 | Bipolar -6 to 6 A | Everson Telsa | Undulator | SA-381-012-00 | PF-381-012-24 | N/A | LCLS-II Undulator Quad
4089 | 0.433Q3.1 | QSXH39 | 21 | Bipolar -6 to 6 A | Everson Telsa | Undulator | SA-381-012-00 | PF-381-012-24 | N/A | LCLS-II Undulator Quad
4090 | 0.433Q3.1 | QSXH30 | 20 | Bipolar -6 to 6 A | Everson Telsa | Undulator | SA-381-012-00 | PF-381-012-24 | N/A | LCLS-II Undulator Quad
4093 | 0.433Q3.1 |  | 24 | Bipolar -6 to 6 A | Everson Telsa | Undulator | SA-381-012-00 | PF-381-012-24 | N/A | LCLS-II Undulator Quad
4094 | 0.433Q3.1 | QSXH21 | 25 | Bipolar -6 to 6 A | Everson Telsa | Undulator | SA-381-012-00 | PF-381-012-24 | N/A | LCLS-II Undulator Quad
4095 | 0.433Q3.1 | QHXH36 | 26 | Bipolar -6 to 6 A | Everson Telsa | Undulator | SA-381-012-00 | PF-381-012-24 | N/A | LCLS-II Undulator Quad
4096 | 0.433Q3.1 | QSXH46 | 28 | Bipolar -6 to 6 A | Everson Telsa | Undulator | SA-381-012-00 | PF-381-012-24 | N/A | LCLS-II Undulator Quad
4097 | 0.433Q3.1 | QSXH45 | 27 | Bipolar -6 to 6 A | Everson Telsa | Undulator | SA-381-012-00 | PF-381-012-24 | N/A | LCLS-II Undulator Quad
4098 | 0.433Q3.1 | QHXH39 | 23 | Bipolar -6 to 6 A | Everson Telsa | Undulator | SA-381-012-00 | PF-381-012-24 | N/A | LCLS-II Undulator Quad
4099 | 0.433Q3.1 | QHXH26 | 22 | Bipolar -6 to 6 A | Everson Telsa | Undulator | SA-381-012-00 | PF-381-012-24 | N/A | LCLS-II Undulator Quad
4100 | 1.69Q3.4 | CQ11B | 7 | Bipolar -12 to 12 A | Sigma Phi |  | SA-380-702-28 | SP 24751-SLA-0001 | N/A
4101 | 1.69Q3.4 | CQ12B | 8 | Bipolar -12 to 12 A | Sigma Phi |  | SA-380-702-28 | SP 24751-SLA-0001 | N/A
4102 | 1.69Q3.4 | CQ21B | 5 | Bipolar -12 to 12 A | Sigma Phi |  | SA-380-702-28 | SP 24751-SLA-0001 | N/A
4103 | 1.69Q3.4 | CQ22B | 6 | Bipolar -12 to 12 A | Sigma Phi |  | SA-380-702-28 | SP 24751-SLA-0001 | N/A | Tweaker Quads
4104 | 0.91Q17.72 | Q5 | N/A | Unipolar 0 to 50 A | Novosibirsk | Cu to Hardline | SA-380-301-00 | SA-380-301-10 | 1.2 gpm at 110 PSI | FFTB
4105 | 2Q10 | Q50Q1 | N/A | Unipolar 0 to 150 A | SLAC |  | SA-344-113-01 | SA-344-113-03,04,05,06 | 0.7 gpm at 110 PSI | PEP-II Injection
4106 | 0.91Q17.72 | Q4 | N/A | Unipolar 0 to 50 A | Novosibirsk | Cu to Hardline | SA-380-301-00 | SA-380-301-10 | 1.2 gpm at 110 PSI | FFTB
4107 | 0.91Q17.72 | Q6 | N/A | Unipolar 0 to 50 A | Novosibirsk | Cu to Hardline | SA-380-301-00 | SA-380-301-10 | 1.2 gpm at 110 PSI | FFTB
4108 | 0.91Q17.72 | QA0 | N/A | Unipolar 0 to 50 A | Novosibirsk | Cu to Hardline | SA-380-301-00 | SA-380-301-10 | 1.2 gpm at 110 PSI | FFTB
4109 | 0.813Q12.375 | Q50Q2 | N/A |  |  | BSY | AD-902-672-00 | SA-902-672-04/SA-902-672-05 |  | SLC | BSY Q50Q2 No Data found for barcode
4110 | 0.813Q10.9 | Q50Q3 | N/A | Unipolar 0 to 100 A |  | BSY | AD-902-673-00 | SA-902-673-04/SA-902-673-05 | 0.6 gpm at 110 PSI | SLC
4111 | 1.085Q4.31 | QVB2B | E080 | Unipolar 0 to 200 A |  |  | SA-902-675-01 | SA-902-675-04/SA-902-675-05 | 1.15 gpm at 115 PSI | SLC Linac Quad QE4
4112 | 1.085Q4.31 | QVB1B | E015 | Unipolar 0 to 200 A |  |  | SA-902-675-01 | SA-902-675-04/SA-902-675-05 | 1.15 gpm at 115 PSI | SLC Linac Quad QE4
4113 | 1.085Q4.31 | QVB3B | E056 | Unipolar 0 to 200 A |  |  | SA-902-675-01 | SA-902-675-04/SA-902-675-05 | 1.15 gpm at 115 PSI | SLC Linac Quad QE4
4114 | 1.085Q4.31 | QSP2H | E054 | Unipolar 0 to 200 A |  |  | SA-902-675-01 | SA-902-675-04/SA-902-675-05 | 1.15 gpm at 115 PSI | SLC Linac Quad QE4
4115 | 1.085Q4.31 | QDL20 | E053 | Unipolar 0 to 200 A |  |  | SA-902-675-01 | SA-902-675-04/SA-902-675-05 | 1.15 gpm at 115 PSI | SLC Linac Quad QE4
4116 | 1.085Q4.31 | QEM1B | E082 | Bipolar -200 to 200 A |  |  | SA-902-675-01 | SA-902-675-04/SA-902-675-05 | 1.15 gpm at 115 PSI | SLC Linac Quad QE4
4117 | 1.085Q4.31 | QEM2B | E075 | Bipolar -200 to 200 A |  |  | SA-902-675-01 | SA-902-675-04/SA-902-675-05 | 1.15 gpm at 115 PSI | SLC Linac Quad QE4
4118 | 1.085Q4.31 | QX02 | E078 | Bipolar -120 to 120 A |  |  | SA-902-675-01 | SA-902-675-04/SA-902-675-05 | 1.15 gpm at 115 PSI | SLC Linac Quad QE4
4119 | 1.085Q4.31 | QDL21 | E052 | Unipolar 0 to 120 A |  |  | SA-902-675-01 | SA-902-675-04/SA-902-675-05 | 1.15 gpm at 115 PSI | SLC Linac Quad QE4
4120 | 1.085Q4.31 | QSP12H | E069 | Unipolar 0 to 120 A |  |  | SA-902-675-01 | SA-902-675-04/SA-902-675-05 | 1.15 gpm at 115 PSI | SLC Linac Quad QE4
4121 | 1.085Q4.31 | QX01 | E055 | Bipolar -120 to 120 A |  |  | SA-902-675-01 | SA-902-675-04/SA-902-675-05 | 1.15 gpm at 115 PSI | SLC Linac Quad QE4
4122 | 1.085Q4.31 | QDBL1 | E047 | Bipolar -120 to 120 A |  |  | SA-902-675-01 | SA-902-675-04/SA-902-675-05 | 1.15 gpm at 115 PSI | SLC Linac Quad QE4
4123 | 1.085Q4.31 | QUM3B | E046 | Bipolar -120 to 120 A |  |  | SA-902-675-01 | SA-902-675-04/SA-902-675-05 | 1.15 gpm at 115 PSI | SLC Linac Quad QE4
4124 | 1.085Q4.31 | QUM4B | E045 | Bipolar -120 to 120 A |  |  | SA-902-675-01 | SA-902-675-04/SA-902-675-05 | 1.15 gpm at 115 PSI | SLC Linac Quad QE4
4125 | 1.085Q4.31 | Spare | E071 | Spare |  |  | SA-902-675-01 | SA-902-675-04/SA-902-675-05 | 1.15 gpm at 115 PSI | SLC Linac Quad QE4
4126 | 1.085Q4.31 | QEM4B | E051 | Bipolar -120 to 120 A |  |  | SA-902-675-01 | SA-902-675-04/SA-902-675-05 | 1.15 gpm at 115 PSI | SLC Linac Quad QE4
4127 | 1.085Q4.31 | QEM3B | E050 | Bipolar -120 to 120 A |  |  | SA-902-675-01 | SA-902-675-04/SA-902-675-05 | 1.15 gpm at 115 PSI | SLC Linac Quad QE4
4128 | 1.085Q4.31 | QUM2B | E070 | Bipolar -120 to 120 A |  |  | SA-902-675-01 | SA-902-675-04/SA-902-675-05 | 1.15 gpm at 115 PSI | SLC Linac Quad QE4
4129 | 1.085Q4.31 | QUM1B | E074 | Bipolar -120 to 120 A |  |  | SA-902-675-01 | SA-902-675-04/SA-902-675-05 | 1.15 gpm at 115 PSI | SLC Linac Quad QE4
4130 | 1.085Q4.31 | QDBL2 | E014 | Bipolar -120 to 120 A |  |  | SA-902-675-01 | SA-902-675-04/SA-902-675-05 | 1.15 gpm at 115 PSI | SLC Linac Quad QE4
4131 | 1.085Q4.31 | QSP7H | E044 | Unipolar 0 to 120 A |  |  | SA-902-675-01 | SA-902-675-04/SA-902-675-05 | 1.15 gpm at 115 PSI | SLC Linac Quad QE4
4132 | 1.085Q4.31 | QDL22 | E068 | Unipolar 0 to 120 A |  |  | SA-902-675-01 | SA-902-675-04/SA-902-675-05 | 1.15 gpm at 115 PSI | SLC Linac Quad QE4
4133 | 2SOLBC7.6 | SOL2BKB |  | Unipolar 0 to 5 A |  |  | DSG-000048059 |  | N/A | LBL Solenoid Bucking Coil
4134
4135 | Cryomodules & Magnets
4136 | Cryomodules & Magnets
4137 | Cryomodules & Magnets
4138 | Cryomodules & Magnets
4139 | Cryomodules & Magnets
4140 | Cryomodules & Magnets
4141 | Cryomodules & Magnets
4142 | Cryomodules & Magnets
4143 | Cryomodules & Magnets
4144 | Cryomodules & Magnets
4145 | Cryomodules & Magnets
4146 | Cryomodules & Magnets
4147 | Cryomodules & Magnets
4148 | Cryomodules & Magnets
4149 | Cryomodules & Magnets
4150 | Cryomodules & Magnets
4151 | Cryomodules & Magnets
4152 | Cryomodules & Magnets
4153 | Cryomodules & Magnets
4154 | Cryomodules & Magnets
4155 | Cryomodules & Magnets
4156 | Cryomodules & Magnets
4157 | Cryomodules & Magnets
4158 | Cryomodules & Magnets
4159 | Cryomodules & Magnets
4160 | Cryomodules & Magnets
4161 | Cryomodules & Magnets
4162 | Cryomodules & Magnets
4163 | Cryomodules & Magnets
4164 | Cryomodules & Magnets
4165 | Cryomodules & Magnets
4166 | Cryomodules & Magnets
4167 | Cryomodules & Magnets
4168 | Cryomodules & Magnets
4169 | Cryomodules & Magnets
4170 | Cryomodules & Magnets
4171 | Cryomodules & Magnets
4172 | Cryomodules & Magnets
4173 | BXS | BYDG0 |  | BXS Dipole | Stangenes |  | SA-380-317-40 |  |  | Was known as BXS for measurements.
4174 | TCAV Corrector |  |  | TCAV Corrector from FACET?
4175 | 1.26Q3.5 |  |  | Backfill from 6 quads given to FACET-II, not measured | Everson Tesla |  | SA-380-309-00 | Everson Telsa drawing | N/A | New
4176 | 1.26Q3.5 |  |  | Backfill from 6 quads given to FACET-II, not measured | Everson Tesla |  | SA-380-309-00 | Everson Telsa drawing | N/A | New
4177 | 1.26Q3.5 |  |  | Backfill from 6 quads given to FACET-II, not measured | Everson Tesla |  | SA-380-309-00 | Everson Telsa drawing | N/A | New
4178 | 1.26Q3.5 |  |  | Backfill from 6 quads given to FACET-II, not measured | Everson Tesla |  | SA-380-309-00 | Everson Telsa drawing | N/A | New
4179 | 1.26Q3.5 |  |  | Backfill from 6 quads given to FACET-II, not measured | Everson Tesla |  | SA-380-309-00 | Everson Telsa drawing | N/A | New
4180 | 1.26Q3.5 |  |  | Backfill from 6 quads given to FACET-II, not measured | Everson Tesla |  | SA-380-309-00 | Everson Telsa drawing | N/A | New
4181 | 2Q10 | QDL16 | 13 | Unipolar 0 to 165 A | PEP-II |  | SA-344-113-01 | SA-344-113-03,04,05,06 | 0.7 gpm at 110 PSI | PEP-II Injection
4182 | 2Q10 | QDL15 | 31 | Unipolar 0 to 165 A | PEP-II |  | SA-344-113-01 | SA-344-113-03,04,05,06 | 0.7 gpm at 110 PSI | PEP-II Injection
4183 | 2Q10 | QDL11 | 26 | Unipolar 0 to 165 A | PEP-II |  | SA-344-113-01 | SA-344-113-03,04,05,06 | 0.7 gpm at 110 PSI | PEP-II Injection
4184 | 2Q10 | QDL17 | 12 | Unipolar 0 to 165 A | PEP-II |  | SA-344-113-01 | SA-344-113-03,04,05,06 | 0.7 gpm at 110 PSI | PEP-II Injection
4185 | 2Q10 | QDL13 | 10 | Unipolar 0 to 165 A | PEP-II |  | SA-344-113-01 | SA-344-113-03,04,05,06 | 0.7 gpm at 110 PSI | PEP-II Injection
4186 | 2Q10 | QDL19 | 27 | Unipolar 0 to 165 A | PEP-II |  | SA-344-113-01 | SA-344-113-03,04,05,06 | 0.7 gpm at 110 PSI | PEP-II Injection
4187 | 2Q10 | QDL12 | 29 | Unipolar 0 to 165 A | PEP-II |  | SA-344-113-01 | SA-344-113-03,04,05,06 | 0.7 gpm at 110 PSI | PEP-II Injection
4188 | 2Q10 | QSP1H | 3 | Unipolar 0 to 165 A | PEP-II |  | SA-344-113-01 | SA-344-113-03,04,05,06 | 0.7 gpm at 110 PSI | PEP-II Injection
4189 | 2Q10 | QL1P | 19 | Unipolar 0 to 165 A | PEP-II |  | SA-344-113-01 | SA-344-113-03,04,05,06 | 0.7 gpm at 110 PSI | PEP-II Injection
4190 | 2Q10 | QSP6S | 9 | Unipolar 0 to 165 A | PEP-II |  | SA-344-113-01 | SA-344-113-03,04,05,06 | 0.7 gpm at 110 PSI | PEP-II Injection
4191 | 2Q10 | QDL18 | 15 | Unipolar 0 to 165 A | PEP-II |  | SA-344-113-01 | SA-344-113-03,04,05,06 | 0.7 gpm at 110 PSI | PEP-II Injection
4192 | 2Q10 | QSP8H | 16 | Unipolar 0 to 165 A | PEP-II |  | SA-344-113-01 | SA-344-113-03,04,05,06 | 0.7 gpm at 110 PSI | PEP-II Injection
4193 | 2Q10 | QSP2D | 21 | Unipolar 0 to 165 A | PEP-II |  | SA-344-113-01 | SA-344-113-03,04,05,06 | 0.7 gpm at 110 PSI | PEP-II Injection
4194 | 2Q10 | SPARE | 1 | Unipolar 0 to 165 A | PEP-II |  | SA-344-113-01 | SA-344-113-03,04,05,06 | 0.7 gpm at 110 PSI | PEP-II Injection
4195 | 2Q10 | QSP9H | 25 | Unipolar 0 to 165 A | PEP-II |  | SA-344-113-01 | SA-344-113-03,04,05,06 | 0.7 gpm at 110 PSI | PEP-II Injection
4196 | 2Q10 | QSP5S | 20 | Unipolar 0 to 165 A | PEP-II |  | SA-344-113-01 | SA-344-113-03,04,05,06 | 0.7 gpm at 110 PSI | PEP-II Injection
4197 | 2Q10 | QCUS1 | 28 | Unipolar 0 to 165 A | PEP-II |  | SA-344-113-01 | SA-344-113-03,04,05,06 | 0.7 gpm at 110 PSI | PEP-II Injection
4198 | 2Q10 | QSP6H | 2 | Unipolar 0 to 165 A | PEP-II |  | SA-344-113-01 | SA-344-113-03,04,05,06 | 0.7 gpm at 110 PSI | PEP-II Injection
4199 | 2Q10 | QSP4S | 17 | Unipolar 0 to 165 A | PEP-II |  | SA-344-113-01 | SA-344-113-03,04,05,06 | 0.7 gpm at 110 PSI | PEP-II Injection
4200 | 2Q10 | QSP10H | 5 | Unipolar 0 to 165 A | PEP-II |  | SA-344-113-01 | SA-344-113-03,04,05,06 | 0.7 gpm at 110 PSI | PEP-II Injection
4201 | 2Q10 | QSP13H | 6 | Unipolar 0 to 165 A | PEP-II |  | SA-344-113-01 | SA-344-113-03,04,05,06 | 0.7 gpm at 110 PSI | PEP-II Injection
4202 | 2Q10 | QSP1D | 22 | Unipolar 0 to 165 A | PEP-II |  | SA-344-113-01 | SA-344-113-03,04,05,06 | 0.7 gpm at 110 PSI | PEP-II Injection
4203 | 2Q10 | QSP5H | 1 | Unipolar 0 to 165 A | PEP-II |  | SA-344-113-01 | SA-344-113-03,04,05,06 | 0.7 gpm at 110 PSI | PEP-II Injection
4204 | 2Q10 | QL2P | 18 | Unipolar 0 to 165 A | PEP-II |  | SA-344-113-01 | SA-344-113-03,04,05,06 | 0.7 gpm at 110 PSI | PEP-II Injection
4205 | 2Q10 | QSP4H | 14 | Unipolar 0 to 165 A | PEP-II |  | SA-344-113-01 | SA-344-113-03,04,05,06 | 0.7 gpm at 110 PSI | PEP-II Injection
4206 | 2Q10 | QSP1 | 8 | Unipolar 0 to 165 A | PEP-II |  | SA-344-113-01 | SA-344-113-03,04,05,06 | 0.7 gpm at 110 PSI | PEP-II Injection
4207 | 2Q10 | QSP2 | 7 | Unipolar 0 to 165 A | PEP-II |  | SA-344-113-01 | SA-344-113-03,04,05,06 | 0.7 gpm at 110 PSI | PEP-II Injection
4208 | 2Q10 | QDL14 |  | Unipolar 0 to 165 A | PEP-II |  | SA-344-113-01 | SA-344-113-03,04,05,06 | 0.7 gpm at 110 PSI | PEP-II Injection
4209 | 2Q10 | QDOG4 | 3 | Unipolar 0 to 165 A | SigmaPhi |  | SA-375-156-50 | 443811-SLAC-0200 | 0.56 gpm at 114 PSI | New
4210 | 2Q10 | QDOG2 | 2 | Unipolar 0 to 165 A | SigmaPhi |  | SA-375-156-50 | 443811-SLAC-0200 | 0.56 gpm at 114 PSI | New
4211 | 2Q10 | QDOG1 | 9 | Unipolar 0 to 165 A | SigmaPhi |  | SA-375-156-50 | 443811-SLAC-0200 | 0.56 gpm at 114 PSI | New
4212 | 2Q10 | QDOG5 | 6 | Unipolar 0 to 165 A | SigmaPhi |  | SA-375-156-50 | 443811-SLAC-0200 | 0.56 gpm at 114 PSI | New
4213 | 2Q10 | QDOG3 | 7 | Unipolar 0 to 165 A | SigmaPhi |  | SA-375-156-50 | 443811-SLAC-0200 | 0.56 gpm at 114 PSI | New
4214 | 2Q10 | QDOG8 | 1 | Unipolar 0 to 165 A | SigmaPhi |  | SA-375-156-50 | 443811-SLAC-0200 | 0.56 gpm at 114 PSI | New
4215 | 2Q10 | QDOG6 | 8 | Unipolar 0 to 165 A | SigmaPhi |  | SA-375-156-50 | 443811-SLAC-0200 | 0.56 gpm at 114 PSI | New
4216 | 2Q10 | QUE2B | 5 | Unipolar 0 to 165 A | SigmaPhi |  | SA-375-156-50 | 443811-SLAC-0200 | 0.56 gpm at 114 PSI | New
4217 | 2Q10 | QDOG7 | 4 | Unipolar 0 to 165 A | SigmaPhi |  | SA-375-156-50 | 443811-SLAC-0200 | 0.56 gpm at 114 PSI | New
4218 | 2Q10 | QUE1B | 13 | Unipolar 0 to 165 A | SigmaPhi |  | SA-375-156-50 | 443811-SLAC-0200 | 0.56 gpm at 114 PSI | New
4219 | 2Q10 | QCUS8 | 15 | Unipolar 0 to 165 A | SigmaPhi |  | SA-375-156-50 | 443811-SLAC-0200 | 0.56 gpm at 114 PSI | New
4220 | 2Q10 | QCUS3 | 10 | Unipolar 0 to 165 A | SigmaPhi |  | SA-375-156-50 | 443811-SLAC-0200 | 0.56 gpm at 114 PSI | New
4221 | 2Q10 | QCUS2 | 12 | Unipolar 0 to 165 A | SigmaPhi |  | SA-375-156-50 | 443811-SLAC-0200 | 0.56 gpm at 114 PSI | New
4222 | 2Q10 | QCUS10 | 11 | Unipolar 0 to 165 A | SigmaPhi |  | SA-375-156-50 | 443811-SLAC-0200 | 0.56 gpm at 114 PSI | New
4223 | 2Q10 | QCUS9 | 14 | Unipolar 0 to 165 A | SigmaPhi |  | SA-375-156-50 | 443811-SLAC-0200 | 0.56 gpm at 114 PSI | New
4224 | 3.94Q17 | QDMP2 | 2 | Unipolar 0 to 150 A | IHEP |  | SA-342-102-31 | LBNL | 0.6 gpm at 115 PSI | PEP-II LER
4225 | 3.94Q17 | QDMP2B | 1 | Unipolar 0 to 150 A | IHEP |  | SA-342-102-31 | LBNL | 0.6 gpm at 115 PSI | PEP-II LER
4226 | 3.94Q17 | QDMP1B | 5 | Unipolar 0 to 150 A | IHEP |  | SA-342-102-31 | LBNL | 0.6 gpm at 115 PSI | PEP-II LER
4227 | 3.94Q17 | QDMP1 | 4 | Unipolar 0 to 150 A | IHEP |  | SA-342-102-31 | LBNL | 0.6 gpm at 115 PSI | PEP-II LER
4228 | 2Q4 | QBP10 | 9 | Unipolar 0 to 30 A |  |  | SA-344-112-01 | SA-344-112-02/SA-344-112-03 | N/A
4229 | 2Q4 | QBP11 | 35 | Unipolar 0 to 30 A |  |  | SA-344-112-01 | SA-344-112-02/SA-344-112-03 | N/A
4230 | 2Q4 | QBP12 | 1 | Unipolar 0 to 30 A |  |  | SA-344-112-01 | SA-344-112-02/SA-344-112-03 | N/A
4231 | 2Q4W | QBP30 | 10 | Unipolar 0 to 190 A |  |  | SA-344-112-18 | SA-344-112-18-10,11,12,13 | 0.8 gpm at 115 PSI | PEP-II Injection
4232 | 2Q4W | QBP36 | 22 | Unipolar 0 to 190 A |  |  | SA-344-112-18 | SA-344-112-18-10,11,12,13 | 0.8 gpm at 115 PSI | PEP-II Injection
4233 | 2Q4W | QBP34 | 21 | Unipolar 0 to 190 A |  |  | SA-344-112-18 | SA-344-112-18-10,11,12,13 | 0.8 gpm at 115 PSI | PEP-II Injection
4234 | 2Q4W | QBP31 | 8 | Unipolar 0 to 190 A |  |  | SA-344-112-18 | SA-344-112-18-10,11,12,13 | 0.8 gpm at 115 PSI | PEP-II Injection
4235 | 2Q4W | QBP33 | 17 | Unipolar 0 to 190 A |  |  | SA-344-112-18 | SA-344-112-18-10,11,12,13 | 0.8 gpm at 115 PSI | PEP-II Injection
4236 | 2Q4W | QBP32 | 3 | Unipolar 0 to 190 A |  |  | SA-344-112-18 | SA-344-112-18-10,11,12,13 | 0.8 gpm at 115 PSI | PEP-II Injection
4237 | 2Q4W | QBP28 | 38 | Unipolar 0 to 190 A |  |  | SA-344-112-18 | SA-344-112-18-10,11,12,13 | 0.8 gpm at 115 PSI | PEP-II Injection
4238 | 2Q4W | QBP35 | 34 | Unipolar 0 to 190 A |  |  | SA-344-112-18 | SA-344-112-18-10,11,12,13 | 0.8 gpm at 115 PSI | PEP-II Injection
4239 | 2Q4W | QL3P | 33 | Unipolar 0 to 190 A |  |  | SA-344-112-18 | SA-344-112-18-10,11,12,13 | 0.8 gpm at 115 PSI | PEP-II Injection
4240 | 2Q4W | QL5P | 35 | Unipolar 0 to 190 A |  |  | SA-344-112-18 | SA-344-112-18-10,11,12,13 | 0.8 gpm at 115 PSI | PEP-II Injection
4241 | 2Q4W | QL4P | 37 | Unipolar 0 to 190 A |  |  | SA-344-112-18 | SA-344-112-18-10,11,12,13 | 0.8 gpm at 115 PSI | PEP-II Injection
4242 | 1.085Q4.31 | QFXL1 |  | Unipolar 0 to 110 A, COSINE ramp |  | XLEAP-II | SA-902-675-01 | SA-902-675-04/SA-902-675-05 |  | SLC Linac Quad QE4
4243 | 1.085Q4.31 | QFXL2 |  | Unipolar 0 to 110 A, COSINE ramp |  | XLEAP-II | SA-902-675-01 | SA-902-675-04/SA-902-675-05 |  | SLC Linac Quad QE4
4244 | 1.085Q4.31 | SPARE | QE040 | Unipolar 0 to 110 A, COSINE ramp |  | XLEAP-II | SA-902-675-01 | SA-902-675-04/SA-902-675-05 |  | SLC Linac Quad QE4
4245
4246
4247 | 1.085Q4.31 | QCUS4 | E0006 | Unipolar 0 to 200 A |  |  | SA-902-675-01 | SA-902-675-04/SA-902-675-05 | 1.15 gpm at 115 PSI | SLC Linac Quad QE4
4248 | 1.085Q4.31 | QCUS5 | E019 | Unipolar 0 to 200 A |  |  | SA-902-675-01 | SA-902-675-04/SA-902-675-05 | 1.15 gpm at 115 PSI | SLC Linac Quad QE4
4249 | 1.085Q4.31 | QCUS6 | E008 | Unipolar 0 to 200 A |  |  | SA-902-675-01 | SA-902-675-04/SA-902-675-05 | 1.15 gpm at 115 PSI | SLC Linac Quad QE4
4250 | 1.085Q4.31 | QCUS7 | E0007 | Unipolar 0 to 200 A |  |  | SA-902-675-01 | SA-902-675-04/SA-902-675-05 | 1.15 gpm at 115 PSI | SLC Linac Quad QE4
4251 | 2Q4W | QDAS1a |  | Unipolar 0 to 190 A |  | S30XL | SA-344-112-18 | SA-344-112-18-10,11,12,13 | 0.73 gpm at 80 psi | PEP-II Injection Quad
4252 | 2Q4W | QDAS1b |  | Unipolar 0 to 190 A |  | S30XL | SA-344-112-18 | SA-344-112-18-10,11,12,13 | 0.73 gpm at 80 psi | PEP-II Injection Quad
4253 | 2Q4W | QDAS2a |  | Unipolar 0 to 190 A |  | S30XL | SA-344-112-18 | SA-344-112-18-10,11,12,13 | 0.73 gpm at 80 psi | PEP-II Injection Quad
4254 | 2Q4W | QDAS2b |  | Unipolar 0 to 190 A |  | S30XL | SA-344-112-18 | SA-344-112-18-10,11,12,13 | 0.73 gpm at 80 psi | PEP-II Injection Quad
4255 | 2Q4W | QDAS11 |  | Unipolar 0 to 190 A |  | S30XL | SA-344-112-18 | SA-344-112-18-10,11,12,13 | 0.73 gpm at 80 psi | PEP-II Injection Quad
4256 | 2Q4W | QDAS12 |  | Unipolar 0 to 190 A |  | S30XL | SA-344-112-18 | SA-344-112-18-10,11,12,13 | 0.73 gpm at 80 psi | PEP-II Injection Quad
4257 | 2Q4W | QDAS13 |  | Unipolar 0 to 190 A |  | S30XL | SA-344-112-18 | SA-344-112-18-10,11,12,13 | 0.73 gpm at 80 psi | PEP-II Injection Quad
4258 | 2Q4W | QDAS14 |  | Unipolar 0 to 190 A |  | S30XL | SA-344-112-18 | SA-344-112-18-10,11,12,13 | 0.73 gpm at 80 psi | PEP-II Injection Quad
4259 | 2Q4W | QDAS15 |  | Unipolar 0 to 190 A |  | S30XL | SA-344-112-18 | SA-344-112-18-10,11,12,13 | 0.73 gpm at 80 psi | PEP-II Injection Quad
4260 | 2Q4W | QDAS16 |  | Unipolar 0 to 190 A |  | S30XL | SA-344-112-18 | SA-344-112-18-10,11,12,13 | 0.73 gpm at 80 psi | PEP-II Injection Quad
4261 | 2Q4W | QDAS17 |  | Unipolar 0 to 190 A |  | S30XL | SA-344-112-18 | SA-344-112-18-10,11,12,13 | 0.73 gpm at 80 psi | PEP-II Injection Quad
4262 | 2Q4W | QDAS18A |  | Unipolar 0 to 190 A |  | S30XL | SA-344-112-18 | SA-344-112-18-10,11,12,13 | 0.73 gpm at 80 psi | PEP-II Injection Quad
4263 | 2Q4W | QDAS18B |  | Unipolar 0 to 190 A |  | S30XL | SA-344-112-18 | SA-344-112-18-10,11,12,13 | 0.73 gpm at 80 psi | PEP-II Injection Quad
4264 | 2Q4W | QDAS19 |  | Unipolar 0 to 190 A |  | S30XL | SA-344-112-18 | SA-344-112-18-10,11,12,13 | 0.73 gpm at 80 psi | PEP-II Injection Quad
4265 | 2Q4W | SPARE |  | Unipolar 0 to 190 A |  | S30XL | SA-344-112-18 | SA-344-112-18-10,11,12,13 | 0.73 gpm at 80 psi | PEP-II Injection Quad
4266 | 3.37Q1 | CQ02B |  | Bipolar -6 to +6 A | SLAC | Injector | DSG-000050058 |  | N/A | Gun Area Quad Corrector
4267 | 0.433Q3.1 |  | 70 | Bipolar -6 to 6 A | Everson Telsa | Undulator | SA-381-012-00 | PF-381-012-24 | N/A | New for LCLS-II-HE Undulator Quad
4268 | 0.433Q3.1 |  | 71 | Bipolar -6 to 6 A | Everson Telsa | Undulator | SA-381-012-00 | PF-381-012-24 | N/A | New for LCLS-II-HE Undulator Quad
4269 | 0.433Q3.1 |  | 72 | Bipolar -6 to 6 A | Everson Telsa | Undulator | SA-381-012-00 | PF-381-012-24 | N/A | New for LCLS-II-HE Undulator Quad
4270 | 0.433Q3.1 |  | 73 | Bipolar -6 to 6 A | Everson Telsa | Undulator | SA-381-012-00 | PF-381-012-24 | N/A | New for LCLS-II-HE Undulator Quad
4271 | 3.37Q1 | CQ02B |  | Bipolar -6 to +6 A | SLAC | Injector | DSG-000050058 |  | N/A | Gun Area Skew Quad Corrector
4481 | 0.787K35.4 | BKRDAS1 |  | Vpk = 1 kV, Ipk = 80 A pulsed | SLAC | S30XL | DSG-000005046
4482 | 0.787K35.4 | BKRDAS2 |  | Vpk = 1 kV, Ipk = 80 A pulsed | SLAC | S30XL | DSG-000005046
4483 | 0.787K35.4 | BKRDAS3 |  | Vpk = 1 kV, Ipk = 80 A pulsed | SLAC | S30XL | DSG-000005046
4484 | 0.787K35.4 | BKRDAS4 |  | Vpk = 1 kV, Ipk = 80 A pulsed | SLAC | S30XL | DSG-000005046
4485 | 0.787K35.4 | BKRDAS5 |  | Vpk = 1 kV, Ipk = 80 A pulsed | SLAC | S30XL | DSG-000005046
4486 | 0.787K35.4 | BKRDAS6 |  | Vpk = 1 kV, Ipk = 80 A pulsed | SLAC | S30XL | DSG-000005046
4487 | 0.79D14.96 | SPARE | 2 |  | SLAC |  | SA-375-150-60 |  | 0.25 GPM at 80 PSI
4488 | 0.79SD14.96 | SPARE | 2 | Unipolar 0-130 A | SLAC |  | SA-375-150-01 |  | 0.25 GPM at 80 PSI |  | HLAM Septum Magnet Spare
4489 | 1.378K35.4 | BKRDG0 | 1.378K35.4-1 |  | SLAC
4490 | 0.79SD14.96 | BLRDG0 |  |  | SLAC |  | SA-375-150-01 | SA-375-150-08
4491 | 0.79D14.96 | BXDG0 |  |  | SLAC |  | SA-375-150-01 | SA-375-150-08
4492 | 0.787K35.4 | BKYSP1H |  |  | SLAC
4493 | 0.787K35.4 | BKYSP2H | 0.787K35.4-2 |  | SLAC
4494 | 0.787K35.4 | BKYSP3H |  |  | SLAC
4495
4496 | 0.787K35.4 | BKYSP1S |  |  | SLAC
4497 | 0.787K35.4 | BKYSP2S |  |  | SLAC
4498 | 0.787K35.4 | BKYSP3S |  |  | SLAC
4499
4500 | 3D39 | BY1B | 16079 | Unipolar 0 to 10 A | Alpha Magnetics | LTU V Bend | SA-235-623-30 | PF-235-623-31 | N/A
4501 | 3D39 | BY2B | 16080 | Unipolar 0 to 10 A | Alpha Magnetics | LTU V Bend | SA-235-623-30 | PF-235-623-31 | N/A
4503 | 1D19.7 | BCX21 | 1 | Unipolar 0 to 200 A | Everson Tesla | BC2 | SA-380-325-06 | 53033-13 | 2.25 gpm at 110 psi
4504 | 1D19.7 | BCX22 | 2 | Unipolar 0 to 200 A | Everson Tesla | BC2 | SA-380-325-06 | 53033-13 | 2.25 gpm at 110 psi
4505 | 1D19.7 | BCX24 | 3 | Unipolar 0 to 200 A | Everson Tesla | BC2 | SA-380-325-06 | 53033-13 | 2.25 gpm at 110 psi
4506 | 1D19.7 | BCX23 | 4 | Unipolar 0 to 200 A | Everson Tesla | BC2 | SA-380-325-06 | 53033-13 | 2.25 gpm at 110 psi
4507 | 1.26D18.43 | BYDSH | 16089 | Unipolar 0 to 10 A | Alpha Magnetics | Dumpline | SA-388-330-01 | PF-388-330-06 | N/A
4508 | 1.26D18.43 | BYDSS | 16090 | Unipolar 0 to 10 A | Alpha Magnetics | Dumpline | SA-388-330-01 | PF-388-330-06 | N/A
4509 | 1.26D103.3T | BX32B | 16101 | Unipolar 0 to 200 A | Alpha Magnetics |  | LCL0351-006802 | SA-388-313-26/SA-388-313-34 | 2.3 gpm at 110 psi
4510 | 1.26D103.3T | BX31B | 16102 | Unipolar 0 to 200 A | Alpha Magnetics |  | LCL0351-006802 | SA-388-313-26/SA-388-313-34 | 2.3 gpm at 110 psi
4511 | 1.69D6.28T | BCX11 | 1 | Unipolar 0 to 380 A | Everson Tesla | BC 1 | SA-388-320-05 | SA-388-320-06/SA-388-320-07 | 2.5 gpm at 110 psi
4512 | 1.69D6.28T | BCX12 | 2 | Unipolar 0 to 380 A | Everson Tesla | BC 1 | SA-388-320-05 | SA-388-320-06/SA-388-320-07 | 2.5 gpm at 110 psi
4513 | 1.69D6.28T | BCX13 | 3 | Unipolar 0 to 380 A | Everson Tesla | BC 1 | SA-388-320-05 | SA-388-320-06/SA-388-320-07 | 2.5 gpm at 110 psi
4514 | 1.69D6.28T | BCX14 | 4 | Unipolar 0 to 380 A | Everson Tesla | BC 1 | SA-388-320-05 | SA-388-320-06/SA-388-320-07 | 2.5 gpm at 110 psi
4515 | 5D3.9 | BCXH2 | 16082-1 | Unipolar 0 to 47 A | Scanditronix | Laser Heater Dipoles | SA-380-331-12 | SA-388-328-47/SA-388-328-20 | 1.7 gpm at 110 psi
4516 | 5D3.9 | BCXH3 | 16082-2 | Unipolar 0 to 47 A | Scanditronix | Laser Heater Dipoles | SA-380-331-12 | SA-388-328-47/SA-388-328-20 | 1.7 gpm at 110 psi
4517 | 5D3.9 | BCXH1 | 16082-3 | Unipolar 0 to 47 A | Scanditronix | Laser Heater Dipoles | SA-380-331-12 | SA-388-328-47/SA-388-328-20 | 1.7 gpm at 110 psi
4518 | 5D3.9 | BCXH4 | 16082-4 | Unipolar 0 to 47 A | Scanditronix | Laser Heater Dipoles | SA-380-331-12 | SA-388-328-47/SA-388-328-20 | 1.7 gpm at 110 psi
4519 | 1.69VD55.1 | BYD3B | 1 | Unipolar 0 to 200 A | Everson Tesla | BYD Dumpline Bends | SA-380-328-01 | SA-388-328-47/SA-388-328-20 | 2.9 gpm at 110 psi
4520 | 1.69VD55.1 | BYD2B | 3 | Unipolar 0 to 200 A | Everson Tesla | BYD Dumpline Bends | SA-380-328-01 | SA-388-328-47/SA-388-328-20 | 2.9 gpm at 110 psi
4521 | 1.69VD55.1 | BYD1B | 2 | Unipolar 0 to 200 A | Everson Tesla | BYD Dumpline Bends | SA-380-328-01 | SA-388-328-47/SA-388-328-20 | 2.9 gpm at 110 psi
4522 | 0.788D11.50 | BCXDLD1 | 21 | Unipolar 0 to 250 A |  | R56 Chicane Bends | SA-237-005-02 | SA-446-535-19/SA-446-535-21 | 2.2 gpm at 110 psi | SLC Damping Ring Dipole
4523 | 0.788D11.50 | BCX361 | 25 | Unipolar 0 to 250 A |  | R56 Chicane Bends | SA-237-005-02 | SA-446-535-19/SA-446-535-21 | 2.2 gpm at 110 psi | SLC Damping Ring Dipole
4524 | 0.788D11.50 | BCX351 | 7 | Unipolar 0 to 250 A |  | R56 Chicane Bends | SA-237-005-02 | SA-446-535-19/SA-446-535-21 | 2.2 gpm at 110 psi | SLC Damping Ring Dipole
4525 | 0.788D11.50 | BCX323 | 14 | Unipolar 0 to 250 A |  | R56 Chicane Bends | SA-237-005-02 | SA-446-535-19/SA-446-535-21 | 2.2 gpm at 110 psi | SLC Damping Ring Dipole
4526 | 0.788D11.50 | BCXDLU3 | 39 | Unipolar 0 to 250 A |  | R56 Chicane Bends | SA-237-005-02 | SA-446-535-19/SA-446-535-21 | 2.2 gpm at 110 psi | SLC Damping Ring Dipole
4527 | 0.788D11.50 | BCXDLU4 | 32 | Unipolar 0 to 250 A |  | R56 Chicane Bends | SA-237-005-02 | SA-446-535-19/SA-446-535-21 | 2.2 gpm at 110 psi | SLC Damping Ring Dipole
4528 | 0.788D11.50 | BCX353 | 31 | Unipolar 0 to 250 A |  | R56 Chicane Bends | SA-237-005-02 | SA-446-535-19/SA-446-535-21 | 2.2 gpm at 110 psi | SLC Damping Ring Dipole
4529 | 0.788D11.50 | BCX32B1 | 10 | Unipolar 0 to 250 A |  | R56 Chicane Bends | SA-237-005-02 | SA-446-535-19/SA-446-535-21 | 2.2 gpm at 110 psi | SLC Damping Ring Dipole
4530 | 0.788D11.50 | BCX324 | 6 | Unipolar 0 to 250 A |  | R56 Chicane Bends | SA-237-005-02 | SA-446-535-19/SA-446-535-21 | 2.2 gpm at 110 psi | SLC Damping Ring Dipole
4531 | 0.788D11.50 | BCX31B4 | 17 | Unipolar 0 to 250 A |  | R56 Chicane Bends | SA-237-005-02 | SA-446-535-19/SA-446-535-21 | 2.2 gpm at 110 psi | SLC Damping Ring Dipole
4532 | 0.788D11.50 | BCXDLD2 | 11 | Unipolar 0 to 250 A, no trim |  | R56 Chicane Bends | SA-237-005-02 | SA-446-535-19/SA-446-535-21 | 2.2 gpm at 110 psi | SLC Damping Ring Dipole
4533 | 0.788D11.50 | BCX364 | 30 | Unipolar 0 to 250 A |  | R56 Chicane Bends | SA-237-005-02 | SA-446-535-19/SA-446-535-21 | 2.2 gpm at 110 psi | SLC Damping Ring Dipole
4534 | 0.788D11.50 | BCX363 | 37 | Unipolar 0 to 250 A |  | R56 Chicane Bends | SA-237-005-02 | SA-446-535-19/SA-446-535-21 | 2.2 gpm at 110 psi | SLC Damping Ring Dipole
4535 | 0.788D11.50 | BCX31B2 | 24 | Unipolar 0 to 250 A, no trim |  | R56 Chicane Bends | SA-237-005-02 | SA-446-535-19/SA-446-535-21 | 2.2 gpm at 110 psi | SLC Damping Ring Dipole
4536 | 0.788D11.50 | BCX31B3 | 19 | Unipolar 0 to 250 A |  | R56 Chicane Bends | SA-237-005-02 | SA-446-535-19/SA-446-535-21 | 2.2 gpm at 110 psi | SLC Damping Ring Dipole
4537 | 0.788D11.50 | BCX31B1 | 18 | Unipolar 0 to 250 A |  | R56 Chicane Bends | SA-237-005-02 | SA-446-535-19/SA-446-535-21 | 2.2 gpm at 110 psi | SLC Damping Ring Dipole
4538 | 0.788D11.50 | BCX354 | 26 | Unipolar 0 to 250 A |  | R56 Chicane Bends | SA-237-005-02 | SA-446-535-19/SA-446-535-21 | 2.2 gpm at 110 psi | SLC Damping Ring Dipole
4539 | 0.788D11.50 | BCX32B4 | 16 | Unipolar 0 to 250 A |  | R56 Chicane Bends | SA-237-005-02 | SA-446-535-19/SA-446-535-21 | 2.2 gpm at 110 psi | SLC Damping Ring Dipole
4540 | 0.788D11.50 | BCX32B3 | 40 | Unipolar 0 to 250 A |  | R56 Chicane Bends | SA-237-005-02 | SA-446-535-19/SA-446-535-21 | 2.2 gpm at 110 psi | SLC Damping Ring Dipole
4541 | 0.788D11.50 | BCX321 | 22 | Unipolar 0 to 250 A |  | R56 Chicane Bends | SA-237-005-02 | SA-446-535-19/SA-446-535-21 | 2.2 gpm at 110 psi | SLC Damping Ring Dipole
4542 | 0.788D11.50 | BCX352 | 35 | Unipolar 0 to 250 A, no trim |  | R56 Chicane Bends | SA-237-005-02 | SA-446-535-19/SA-446-535-21 | 2.2 gpm at 110 psi | SLC Damping Ring Dipole
4543 | 0.788D11.50 | BCX322 | 20 | Unipolar 0 to 250 A, no trim |  | R56 Chicane Bends | SA-237-005-02 | SA-446-535-19/SA-446-535-21 | 2.2 gpm at 110 psi | SLC Damping Ring Dipole
4544 | 0.788D11.50 | BCX362 | 15 | Unipolar 0 to 250 A, no trim |  | R56 Chicane Bends | SA-237-005-02 | SA-446-535-19/SA-446-535-21 | 2.2 gpm at 110 psi | SLC Damping Ring Dipole
4545 | 0.788D11.50 | BCXDLU2 | 9 | Unipolar 0 to 250 A, no trim |  | R56 Chicane Bends | SA-237-005-02 | SA-446-535-19/SA-446-535-21 | 2.2 gpm at 110 psi | SLC Damping Ring Dipole
4546 | 0.788D11.50 | BCXDLD3 | 38 | Unipolar 0 to 250 A |  | R56 Chicane Bends | SA-237-005-02 | SA-446-535-19/SA-446-535-21 | 2.2 gpm at 110 psi | SLC Damping Ring Dipole
4547 | 0.788D11.50 | BCXDLD4 | 3 | Unipolar 0 to 250 A |  | R56 Chicane Bends | SA-237-005-02 | SA-446-535-19/SA-446-535-21 | 2.2 gpm at 110 psi | SLC Damping Ring Dipole
4548 | 0.788D11.50 | BCX32B2 | 2 | Unipolar 0 to 250 A, no trim |  | R56 Chicane Bends | SA-237-005-02 | SA-446-535-19/SA-446-535-21 | 2.2 gpm at 110 psi | SLC Damping Ring Dipole
4549 | 0.788D11.50 | BCXDLU1 | 5 | Unipolar 0 to 250 A |  | R56 Chicane Bends | SA-237-005-02 | SA-446-535-19/SA-446-535-21 | 2.2 gpm at 110 psi | SLC Damping Ring Dipole
4550 | 0.433D14 | BCXXL1 | 1 | Bipolar -17.5 to 17.5 A | RadiaBeam | XLEAP-II | ASM-20171113-6552 Red_Gap CHG_11mm_9_5_19.pdf |  | N/A | XLEAP Chicane Dipole Gap Open from 8 to 11 mm
4551 | 0.433D14 | BCXXL2 | 2 | Bipolar -17.5 to 17.5 A | RadiaBeam | XLEAP-II | ASM-20171113-6552 Red_Gap CHG_11mm_9_5_19.pdf |  | N/A | XLEAP Chicane Dipole Gap Open from 8 to 11 mm
4552 | 0.433D14 | BCXXL3 | 3 | Bipolar -17.5 to 17.5 A | RadiaBeam | XLEAP-II | ASM-20171113-6552 Red_Gap CHG_11mm_9_5_19.pdf |  | N/A | XLEAP Chicane Dipole Gap Open from 8 to 11 mm
4553 | 0.433D14 | BCXXL4 | 4 | Bipolar -17.5 to 17.5 A | RadiaBeam | XLEAP-II | ASM-20171113-6552 Red_Gap CHG_11mm_9_5_19.pdf |  | N/A | XLEAP Chicane Dipole Gap Open from 8 to 11 mm
4554 | 1D38.37 | BXSP1S | 15 | Unipolar 0 to 200 A |  | Spreader Area | SA-344-100-01 | SA-344-100-03 | 2.6 gpm at 110 psi | PEP-II Injector B3 Dipole
4555 | 1D38.37 | BRSP2H | 22 | Unipolar 0 to 200 A |  | Spreader Area | SA-344-100-01 | SA-344-100-03 | 2.6 gpm at 110 psi | PEP-II Injector B3 Dipole
4556 | 1D38.37 | BXSP1H | 13 | Unipolar 0 to 200 A |  | Spreader Area | SA-344-100-01 | SA-344-100-03 | 2.6 gpm at 110 psi | PEP-II Injector B3 Dipole
4557 | 1D38.37 | BRB1 | 19 | Unipolar 0 to 265 A |  | Spreader Area | SA-344-100-01 | SA-344-100-03 | 2.6 gpm at 110 psi | PEP-II Injector B3 Dipole
4558 | 1D38.37 | BRSP1H | 1 | Unipolar 0 to 200 A |  | Spreader Area | SA-344-100-01 | SA-344-100-03 | 2.6 gpm at 110 psi | PEP-II Injector B3 Dipole
4559 | 1D38.37 | BXSP3S | 81 | Unipolar 0 to 200 A |  | Spreader Area | SA-344-100-01 | SA-344-100-03 | 2.6 gpm at 110 psi | PEP-II Injector B3 Dipole
4560 | 1D38.37 | BRB2 | 80 | Unipolar 0 to 265 A |  | Spreader Area | SA-344-100-01 | SA-344-100-03 | 2.6 gpm at 110 psi | PEP-II Injector B3 Dipole
4561 | 1D38.37 | BYSP2D | 82 | Unipolar 0 to 200 A |  | Spreader Area | SA-344-100-01 | SA-344-100-03 | 2.6 gpm at 110 psi | PEP-II Injector B3 Dipole
4562 | 1D38.37 | BYSP1D | 11 | Unipolar 0 to 200 A |  | Spreader Area | SA-344-100-01 | SA-344-100-03 | 2.6 gpm at 110 psi | PEP-II Injector B3 Dipole
4563 | 1D38.37 | BRCUS1 | 3 | Unipolar 0 to 200 A |  | Cu 2 Soft Line | SA-344-100-01 | SA-344-100-03 | 2.6 gpm at 110 psi | PEP-II Injector B3 Dipole
4564 | 1D38.37 | SPARE | 83 | Unipolar 0 to 200 A |  |  | SA-344-100-01 | SA-344-100-03 | 2.6 gpm at 110 psi | PEP-II Injector B3 Dipole
4565 | 1D22.625 | SPARE |  | Unipolar 0 to 125 A |  |  | SA-344-100-37 | SA-344-100-38 | 1.15 gpm @ 110 PSI | PEP-II Injector B2 Dipole
4566 | 1D22.625 | SPARE |  | Unipolar 0 to 125 A |  |  | SA-344-100-37 | SA-344-100-38 | 1.15 gpm @ 110 PSI | PEP-II Injector B2 Dipole
4567 | 1D22.625 | SPARE |  | Unipolar 0 to 125 A |  |  | SA-344-100-37 | SA-344-100-38 | 1.15 gpm @ 110 PSI | PEP-II Injector B2 Dipole
4568 | 1D22.625 | BYSP1S | 5 | Unipolar 0 to 125 A |  | BSY | SA-344-100-37 | SA-344-100-38 | 1.15 gpm @ 110 PSI | PEP-II Injector B2 Dipole
4569 | 1D22.625 | BYSP1H | 12 | Unipolar 0 to 125 A |  | BSY | SA-344-100-37 | SA-344-100-38 | 1.15 gpm @ 110 PSI | PEP-II Injector B2 Dipole
4570 | 1D22.625 | BYSP2H | 10 | Unipolar 0 to 125 A |  | BSY | SA-344-100-37 | SA-344-100-38 | 1.15 gpm @ 110 PSI | PEP-II Injector B2 Dipole
4571 | 1D22.625 | BYSP2S | 11 | Unipolar 0 to 125 A |  | BSY | SA-344-100-37 | SA-344-100-38 | 1.15 gpm @ 110 PSI | PEP-II Injector B2 Dipole
4572 | 1D38.37 | BXSP2S | 83 | Unipolar 0 to 125 A |  | Spreader Area | SA-344-100-01 | SA-344-100-03 | 2.6 gpm at 110 psi
4573 | 0.815D8.8 | BRCUSDC2 |  | Bipolar -6 to 6 A |  | Cu 2 Soft Line | SA-236-406-01 | SA-236-406-03 | N/A | SLC Corrector
4574 | 0.815D8.8 | BRCUSDC1 | 17 | Bipolar -6 to 6 A |  | Cu 2 Soft Line | SA-236-406-01 | SA-236-406-03 | N/A | SLC Corrector
4575 | 2D8.8 | BYCUS2 |  | Bipolar -6 to 6 A |  | Cu 2 Soft Line | SA-236-406-30 | PF-236-406-51 | N/A | SLC Corrector
4576 | 2D8.8 | BYCUS1 |  | Bipolar -6 to 6 A |  | Cu 2 Soft Line | SA-236-406-30 | PF-236-406-51 | N/A | SLC Corrector
4577 | 1.92K41.2 | BYKIK1 |  | Integrated strength at 0, 15, 30, 45 and 60 amps | SLAC
4578 | 1.92K41.2 | BYKIK2 |  | Integrated strength at 0, 15, 30, 45 and 60 amps | SLAC
4579 | 1.92K41.2 | BKRCUS |  | Int Str at 0, 15, 30, 45 and 60 A. BL vs X 60 A x = -15 to +15 mm in 3 mm steps | SLAC
4580 | 0.688D102.36T | BX31 | 5 | Unipolar 0 to 300 A |  | LCLS-II LTUH | LCL0351-006802 | SA-388-313-26/SA-388-313-34 | 1.6 gpm @ 115 PSI | LCLS
4581 | 0.688D102.36T | BX35 | 101 | Unipolar 0 to 300 A |  | LCLS-II LTUH | LCL0351-006802 | SA-388-313-26/SA-388-313-34 | 1.6 gpm @ 115 PSI | LCLS
4582 | 0.688D102.36T | BX36 | 14 | Unipolar 0 to 300 A |  | LCLS-II LTUH | LCL0351-006802 | SA-388-313-26/SA-388-313-34 | 1.6 gpm @ 115 PSI | LCLS
4583 | 0.688D102.36T | BX32 | 9 | Unipolar 0 to 300 A |  | LCLS-II LTUH | LCL0351-006802 | SA-388-313-26/SA-388-313-34 | 1.6 gpm @ 115 PSI | LCLS
4584 | 0.625SD38.98 | BLRCUS | 2 | Unipolar 0 to 130 A |  |  | SA-375-150-75 | SA-375-150-77 |  | HLAM
4585 | 0.625SD38.98 | BLXSPH | 3 | Unipolar 0 to 130 A |  |  | SA-375-150-75 | SA-375-150-77 |  | HLAM
4586 | 0.625SD38.98 | BLXSPS | 1 | Unipolar 0 to 130 A |  |  | SA-375-150-75 | SA-375-150-77 |  | HLAM
4587 | 1D38.37 | BRDAS1 |  | Unipolar 0 to 200 A |  | S30XL | SA-344-100-01 |  |  | PEP-II
4588 | 1D38.37 | BRDAS2 |  | Unipolar 0 to 200 A |  | S30XL | SA-344-100-01 |  |  | PEP-II
4589 | 0.625SD38.98 | BLRDAS |  | Unipolar 0 to 130 A |  | S30XL | SA-375-150-75 | SA-375-150-75 | SA-375-150-77 | HLAM
4590 | 0.276D14-C | BCXCBX0 |  | Bipolar -12 to 12 Amps | Everson Tesla | CBXFEL | DSG-000014858 | DSG-000014857 | N/A
4591 | 0.315D14.39-C | BXSS1 | 1 | Bipolar -120 to +120 Amps | Everson Tesla | SXRSS HE | ET #53274 |  | 0.64 gpm @ 80 PSI
4592 | 0.315D14.39-C | BXSS2 | 2 | Bipolar -120 to +120 Amps | Everson Tesla | SXRSS HE | ET #53274 |  | 0.64 gpm @ 80 PSI
4593 | 0.315D14.39-C | BXSS3 | 3 | Bipolar -120 to +120 Amps | Everson Tesla | SXRSS HE | ET #53274 |  | 0.64 gpm @ 80 PSI
4594 | 0.315D14.39-C | BXSS4 | 4 | Bipolar -120 to +120 Amps | Everson Tesla | SXRSS HE | ET #53274 |  | 0.64 gpm @ 80 PSI
4595 | 0.315D13.08-C | BCX203291 |  | Bipolar -18.75 to +18.75 Amps | Stangenes | FACET-II | 731-30822-10 |  | N/A
4596 | 0.315D13.08-C | BCX203298 |  | Bipolar -18.75 to +18.75 Amps | Stangenes | FACET-II | 731-30822-10 |  | N/A
4597 | 0.315D13.08-C | BCX203306 |  | Bipolar -18.75 to +18.75 Amps | Stangenes | FACET-II | 731-30822-10 |  | N/A
4598 | 0.315D13.08-C | BCX203314 |  | Bipolar -18.75 to +18.75 Amps | Stangenes | FACET-II | 731-30822-10 |  | N/A
4599
4600 | Type 4 |  |  | Bipolar -6 to 6 Amps |  |  | SA-238-004-01 | SA-238-004-06
4601 | Type 4 |  |  | Bipolar -6 to 6 Amps |  |  | SA-238-004-01 | SA-238-004-06
4602 | Type 4 |  |  | Bipolar -6 to 6 Amps |  |  | SA-238-004-01 | SA-238-004-06
4603 | Type 4 |  |  | Bipolar -6 to 6 Amps |  |  | SA-238-004-01 | SA-238-004-06
4604 | Class 1A | XCC000/YCC000 |  | Bipolar -6 to 6 Amps | Everson Tesla | Injector | SA-380-314-26 | PF-380-314-27/PF-380-314-28
4608 | Class 1A | XCDG003/YCDG003 |  | Bipolar -6 to 6 Amps | Everson Tesla | Injector | SA-380-314-26 | PF-380-314-27/PF-380-314-28
4609 | Class 1A | XDG005/YCDG005 |  | Bipolar -6 to 6 Amps | Everson Tesla | Injector | SA-380-314-26 | PF-380-314-27/PF-380-314-28
4606 | Class 1A | XCDG008/YCDG008 |  | Bipolar -6 to 6 Amps | Everson Tesla | Injector | SA-380-314-26 | PF-380-314-27/PF-380-314-28
4607 | Class 1A | XCDG010/YCDG010 |  | Bipolar -6 to 6 Amps | Everson Tesla | Injector | SA-380-314-26 | PF-380-314-27/PF-380-314-28
4605 | Class 1A | XC1C00/YC1C00 |  | Bipolar -6 to 6 Amps | Everson Tesla | Injector | SA-380-314-26 | PF-380-314-27/PF-380-314-28
4610 | Class 6 | YC0H01 |  | Bipolar -6 to 6 Amps/ RT and wire measurements | Everson Tesla |  | SA-375-150-81 | SA-446-540-02
4611 | Class 6 | XC0H01 |  | Bipolar -6 to 6 Amps | Everson Tesla |  | SA-375-150-81 | SA-446-540-02
4612 | Class 6 | XC0H03 |  | Bipolar -6 to 6 Amps | Everson Tesla |  | SA-375-150-81 | SA-446-540-02
4613 | Class 6 | YC0H03 |  | Bipolar -6 to 6 Amps | Everson Tesla |  | SA-375-150-81 | SA-446-540-02
4614 | Class 6 | YC0H05 |  | Bipolar -6 to 6 Amps | Everson Tesla |  | SA-375-150-81 | SA-446-540-02
4615 | Class 6 | XC0H05 |  | Bipolar -6 to 6 Amps | Everson Tesla |  | SA-375-150-81 | SA-446-540-02
4616 | Class 6 | XC0H07 |  | Bipolar -6 to 6 Amps | Everson Tesla |  | SA-375-150-81 | SA-446-540-02
4617 | Class 6 | YC0H07 |  | Bipolar -6 to 6 Amps | Everson Tesla |  | SA-375-150-81 | SA-446-540-02
4618 | Class 6 | YCHD01 |  | Bipolar -6 to 6 Amps | Everson Tesla |  | SA-375-150-81 | SA-446-540-02
4619 | Class 6 | XCHD01 |  | Bipolar -6 to 6 Amps | Everson Tesla |  | SA-375-150-81 | SA-446-540-02
4620 | Class 6 | YCHD03 |  | Bipolar -6 to 6 Amps | Everson Tesla |  | SA-375-150-81 | SA-446-540-02
4621 | Class 6 | XCHD03 |  | Bipolar -6 to 6 Amps | Everson Tesla |  | SA-375-150-81 | SA-446-540-02
4622 | Class 6 | XCDG001 |  | Bipolar -6 to 6 Amps | Everson Tesla |  | SA-375-150-81 | SA-446-540-02
4623 | Class 6 | YCDG001 |  | Bipolar -6 to 6 Amps | Everson Tesla |  | SA-375-150-81 | SA-446-540-02
4624 | Class 6 | XCDG002 |  | Bipolar -6 to 6 Amps | Everson Tesla |  | SA-375-150-81 | SA-446-540-02
4625 | Class 6 | YCDG002 |  | Bipolar -6 to 6 Amps | Everson Tesla |  | SA-375-150-81 | SA-446-540-02
4626 | Class 6 | YCC003 |  | Bipolar -6 to 6 Amps | Everson Tesla |  | SA-375-150-81 | SA-446-540-02
4627 | Class 6 | XCC004 |  | Bipolar -6 to 6 Amps | Everson Tesla |  | SA-375-150-81 | SA-446-540-02
4628 | Class 6 | YCC005 |  | Bipolar -6 to 6 Amps | Everson Tesla |  | SA-375-150-81 | SA-446-540-02
4629 | Class 6 | XCC006 |  | Bipolar -6 to 6 Amps | Everson Tesla |  | SA-375-150-81 | SA-446-540-02
4630 | Class 6 | YCC007 |  | Bipolar -6 to 6 Amps | Everson Tesla |  | SA-375-150-81 | SA-446-540-02
4631 | Class 6 | XCC008 |  | Bipolar -6 to 6 Amps | Everson Tesla |  | SA-375-150-81 | SA-446-540-02
4632 | Class 6 | YCC009 |  | Bipolar -6 to 6 Amps | Everson Tesla |  | SA-375-150-81 | SA-446-540-02
4633 | Class 6 | XCC010 |  | Bipolar -6 to 6 Amps | Everson Tesla |  | SA-375-150-81 | SA-446-540-02
4634 | Class 6 | YCC011 |  | Bipolar -6 to 6 Amps | Everson Tesla |  | SA-375-150-81 | SA-446-540-02
4635 | Class 6 | XCC012 |  | Bipolar -6 to 6 Amps | Everson Tesla |  | SA-375-150-81 | SA-446-540-02
4636 | Class 6 | YCM12B |  | Bipolar -6 to 6 Amps | Everson Tesla |  | SA-375-150-81 | SA-446-540-02
4637 | Class 6 | XCM12B |  | Bipolar -6 to 6 Amps | Everson Tesla |  | SA-375-150-81 | SA-446-540-02
4638 | Class 6 | XCC101 |  | Bipolar -6 to 6 Amps | Everson Tesla |  | SA-375-150-81 | SA-446-540-02
4639 | Class 6 | YCC101 |  | Bipolar -6 to 6 Amps | Everson Tesla |  | SA-375-150-81 | SA-446-540-02
4640 | Class 6 | XCC104 |  | Bipolar -6 to 6 Amps | Everson Tesla |  | SA-375-150-81 | SA-446-540-02
4641 | Class 6 | YCC105 |  | Bipolar -6 to 6 Amps | Everson Tesla |  | SA-375-150-81 | SA-446-540-02
4642 | Class 6 | XCC106 |  | Bipolar -6 to 6 Amps | Everson Tesla |  | SA-375-150-81 | SA-446-540-02
4643 | Class 6 | YCC107 |  | Bipolar -6 to 6 Amps | Everson Tesla |  | SA-375-150-81 | SA-446-540-02
4644 | Class 6 | XCC108 |  | Bipolar -6 to 6 Amps | Everson Tesla |  | SA-375-150-81 | SA-446-540-02
4645 | Class 6 | YCC109 |  | Bipolar -6 to 6 Amps | Everson Tesla |  | SA-375-150-81 | SA-446-540-02
4646 | Class 6 | XCC110 |  | Bipolar -6 to 6 Amps | Everson Tesla |  | SA-375-150-81 | SA-446-540-02
4647 | Class 6 | YCC111 |  | Bipolar -6 to 6 Amps | Everson Tesla |  | SA-375-150-81 | SA-446-540-02
4648 | Class 6 | XCC112 |  | Bipolar -6 to 6 Amps | Everson Tesla |  | SA-375-150-81 | SA-446-540-02
4649 | LBNL X/Y | X/YC01B |  | Bipolar -3 to 3 Amps
4650 | LBNL X/Y | X/YC02B |  | Bipolar -3 to 3 Amps
4651 | LBNL X/Y | X/YC03B |  | Bipolar -3 to 3 Amps
4652 | LBNL X/Y | X/YC04B |  | Bipolar -3 to 3 Amps
4653 | LBNL X/Y | X/YC05B |  | Bipolar -3 to 3 Amps
4654 | Type-4 |  |  | Bipolar -6 to 6 Amps |  |  | SA-238-004-01 | SA-238-004-06
4655 | Type-4 |  |  | Bipolar -6 to 6 Amps |  |  | SA-238-004-01 | SA-238-004-06
4656 | Type-4 |  |  | Bipolar -6 to 6 Amps |  |  | SA-238-004-01 | SA-238-004-06
4657 | Type-4 |  |  | Bipolar -6 to 6 Amps |  |  | SA-238-004-01 | SA-238-004-06
4658 | Type-4 |  |  | Bipolar -6 to 6 Amps |  |  | SA-238-004-01 | SA-238-004-06
4659 | Type-4 |  |  | Bipolar -6 to 6 Amps |  |  | SA-238-004-01 | SA-238-004-06
4660 | Type-4 |  |  | Bipolar -6 to 6 Amps |  |  | SA-238-004-01 | SA-238-004-06
4661 | Type-4 |  |  | Bipolar -6 to 6 Amps |  |  | SA-238-004-01 | SA-238-004-06
4662 | Type-4 |  |  | Bipolar -6 to 6 Amps |  |  | SA-238-004-01 | SA-238-004-06
4663 | Type-4 |  |  | Bipolar -6 to 6 Amps |  |  | SA-238-004-01 | SA-238-004-06
4664 | Type-4 |  |  | Bipolar -6 to 6 Amps |  |  | SA-238-004-01 | SA-238-004-06
4665 | Type-4 | YCDAS11 |  | Bipolar -6 to 6 Amps |  |  | SA-238-004-01 | SA-238-004-06
4666 | Type-4 |  |  | Bipolar -6 to 6 Amps |  |  | SA-238-004-01 | SA-238-004-06
4667 | Type-4 |  |  | Bipolar -6 to 6 Amps |  |  | SA-238-004-01 | SA-238-004-06
4668 | Type-4 |  |  | Bipolar -6 to 6 Amps |  |  | SA-238-004-01 | SA-238-004-06
4669 | Type-4 |  |  | Bipolar -6 to 6 Amps |  |  | SA-238-004-01 | SA-238-004-06
4670 | Type-4 |  |  | Bipolar -6 to 6 Amps |  |  | SA-238-004-01 | SA-238-004-06
4671 | Type-4 |  |  | Bipolar -6 to 6 Amps |  |  | SA-238-004-01 | SA-238-004-06
4672 | Type-4 |  |  | Bipolar -6 to 6 Amps |  |  | SA-238-004-01 | SA-238-004-06
4673 | Type-4 |  |  | Bipolar -6 to 6 Amps |  |  | SA-238-004-01 | SA-238-004-06
4674 | Type-4 |  |  | Bipolar -6 to 6 Amps |  |  | SA-238-004-01 | SA-238-004-06
4675 | Type-4 |  |  | Bipolar -6 to 6 Amps |  |  | SA-238-004-01 | SA-238-004-06
4676 | Type-4 | XCDAS11 |  | Bipolar -6 to 6 Amps |  |  | SA-238-004-01 | SA-238-004-06
4677 | Type-4 |  |  | Bipolar -6 to 6 Amps |  |  | SA-238-004-01 | SA-238-004-06
4678 | Type-4 |  |  | Bipolar -6 to 6 Amps |  |  | SA-238-004-01 | SA-238-004-06
4679 | Type-4 |  |  | Bipolar -6 to 6 Amps |  |  | SA-238-004-01 | SA-238-004-06
4680 | Type-4 |  |  | Bipolar -6 to 6 Amps |  |  | SA-238-004-01 | SA-238-004-06
4681 | Type-4 |  |  | Bipolar -6 to 6 Amps, By vs Z measurements for Proximity |  |  | SA-238-004-01 | SA-238-004-06
4682 | Type-4 |  |  | Bipolar -6 to 6 Amps |  |  | SA-238-004-01 | SA-238-004-06
4683 | Type-4 |  |  | Bipolar -6 to 6 Amps |  |  | SA-238-004-01 | SA-238-004-06
4684 | Type-4 |  |  | Bipolar -6 to 6 Amps |  |  | SA-238-004-01 | SA-238-004-06
4685 | Type-4 |  |  | Bipolar -6 to 6 Amps |  |  | SA-238-004-01 | SA-238-004-06
4686 | Type-4 |  |  | Bipolar -6 to 6 Amps |  |  | SA-238-004-01 | SA-238-004-06
4687 | Type-4 |  |  | Bipolar -6 to 6 Amps |  |  | SA-238-004-01 | SA-238-004-06
4688 | Type-4 |  |  | Bipolar -6 to 6 Amps |  |  | SA-238-004-01 | SA-238-004-06
4689 | Type-4 |  |  | Bipolar -6 to 6 Amps |  |  | SA-238-004-01 | SA-238-004-06
4690 | Type-4 |  |  | Bipolar -6 to 6 Amps |  |  | SA-238-004-01 | SA-238-004-06
4691 | Type-4 |  |  | Bipolar -6 to 6 Amps |  |  | SA-238-004-01 | SA-238-004-06
4692 | Type-4 |  |  | Bipolar -6 to 6 Amps |  |  | SA-238-004-01 | SA-238-004-06
4693 | Type-4 |  |  | Bipolar -6 to 6 Amps |  |  | SA-238-004-01 | SA-238-004-06
4694 | Type-4 |  |  | Bipolar -6 to 6 Amps |  |  | SA-238-004-01 | SA-238-004-06
4695 | Type-4 |  |  | Bipolar -6 to 6 Amps |  |  | SA-238-004-01 | SA-238-004-06
4696 | Type-4 |  |  | Bipolar -6 to 6 Amps |  |  | SA-238-004-01 | SA-238-004-06
4697 | Type-4 |  |  | Bipolar -6 to 6 Amps |  |  | SA-238-004-01 | SA-238-004-06
4698 | Type-4 |  |  | Bipolar -6 to 6 Amps |  |  | SA-238-004-01 | SA-238-004-06
4699 | Type-4 |  |  | Bipolar -6 to 6 Amps |  |  | SA-238-004-01 | SA-238-004-06
4700 | Type-4 |  |  | Bipolar -6 to 6 Amps |  |  | SA-238-004-01 | SA-238-004-06
4701 | Type-4 |  |  | Bipolar -6 to 6 Amps |  |  | SA-238-004-01 | SA-238-004-06
4702 | Type-4 |  |  | Bipolar -6 to 6 Amps |  |  | SA-238-004-01 | SA-238-004-06
4703 | Type-4 |  |  | Bipolar -6 to 6 Amps |  |  | SA-238-004-01 | SA-238-004-06
4704 | Type-4 |  |  | Bipolar -6 to 6 Amps |  |  | SA-238-004-01 | SA-238-004-06
4705 | Type-4 |  |  | Bipolar -6 to 6 Amps |  |  | SA-238-004-01 | SA-238-004-06
4706 | Type-4 |  |  | Bipolar -6 to 6 Amps |  |  | SA-238-004-01 | SA-238-004-06
4707 | Type-4 |  |  | Bipolar -6 to 6 Amps |  |  | SA-238-004-01 | SA-238-004-06
4708 | Type-4 |  |  | Bipolar -6 to 6 Amps |  |  | SA-238-004-01 | SA-238-004-06
4709 | Type-4 |  |  | Bipolar -6 to 6 Amps |  |  | SA-238-004-01 | SA-238-004-06
4710 | Type-4 |  |  | Bipolar -6 to 6 Amps |  |  | SA-238-004-01 | SA-238-004-06
4711 | Type-4 |  |  | Bipolar -6 to 6 Amps |  |  | SA-238-004-01 | SA-238-004-06
4712 | Type-4 |  |  | Bipolar -6 to 6 Amps |  |  | SA-238-004-01 | SA-238-004-06
4713 | Type-4 |  |  | Bipolar -6 to 6 Amps |  |  | SA-238-004-01 | SA-238-004-06
4714 | Type-4 |  |  | Bipolar -6 to 6 Amps |  |  | SA-238-004-01 | SA-238-004-06
4715 | Type-4 |  |  | Bipolar -6 to 6 Amps |  |  | SA-238-004-01 | SA-238-004-06
4716 | Type-4 |  |  | Bipolar -6 to 6 Amps |  |  | SA-238-004-01 | SA-238-004-06
4717 | Type-4 |  |  | Bipolar -6 to 6 Amps |  |  | SA-238-004-01 | SA-238-004-06
4718 | Type-4 |  |  | Bipolar -6 to 6 Amps |  |  | SA-238-004-01 | SA-238-004-06
4719 | Type-4 |  |  | Bipolar -6 to 6 Amps |  |  | SA-238-004-01 | SA-238-004-06
4720 | Type-4 |  |  | Bipolar -6 to 6 Amps |  |  | SA-238-004-01 | SA-238-004-06
4721 | Type-4 |  |  | Bipolar -6 to 6 Amps |  |  | SA-238-004-01 | SA-238-004-06
4722 | Type-4 |  |  | Bipolar -6 to 6 Amps |  |  | SA-238-004-01 | SA-238-004-06
4723 | Type-4 |  |  | Bipolar -6 to 6 Amps |  |  | SA-238-004-01 | SA-238-004-06
4724 | Type-4 |  |  | Bipolar -6 to 6 Amps |  |  | SA-238-004-01 | SA-238-004-06
4725 | Type-4 |  |  | Bipolar -6 to 6 Amps |  |  | SA-238-004-01 | SA-238-004-06
4726 | Type-4 |  |  | Bipolar -6 to 6 Amps |  |  | SA-238-004-01 | SA-238-004-06
4727 | Type-4 |  |  | Bipolar -6 to 6 Amps |  |  | SA-238-004-01 | SA-238-004-06
4728 | Type-4 |  |  | Bipolar -6 to 6 Amps |  |  | SA-238-004-01 | SA-238-004-06
4729 | Type-4 |  |  | Bipolar -6 to 6 Amps |  |  | SA-238-004-01 | SA-238-004-06
4730 | Type-4 |  |  | Bipolar -6 to 6 Amps |  |  | SA-238-004-01 | SA-238-004-06
4731 | Type-4 |  |  | Bipolar -6 to 6 Amps |  |  | SA-238-004-01 | SA-238-004-06
4732 | Type-4 |  |  | Bipolar -6 to 6 Amps |  |  | SA-238-004-01 | SA-238-004-06
4733 | Type-4 |  |  | Bipolar -6 to 6 Amps |  |  | SA-238-004-01 | SA-238-004-06
4734 | Type-4 |  |  | Bipolar -6 to 6 Amps |  |  | SA-238-004-01 | SA-238-004-06
4735 | Type-4 |  |  | Bipolar -6 to 6 Amps |  |  | SA-238-004-01 | SA-238-004-06
4736 | Type-4 |  |  | Bipolar -6 to 6 Amps |  |  | SA-238-004-01 | SA-238-004-06
4737 | Type-4 |  |  | Bipolar -6 to 6 Amps |  |  | SA-238-004-01 | SA-238-004-06
4738 | Type-4 |  |  | Bipolar -6 to 6 Amps |  |  | SA-238-004-01 | SA-238-004-06
4739 | Type-4 |  |  | Bipolar -6 to 6 Amps |  |  | SA-238-004-01 | SA-238-004-06
4740 | Type-4 |  |  | Bipolar -6 to 6 Amps |  |  | SA-238-004-01 | SA-238-004-06
4741 | Type-4 |  |  | Bipolar -6 to 6 Amps |  |  | SA-238-004-01 | SA-238-004-06
4742 | Type-4 |  |  | Bipolar -6 to 6 Amps |  |  | SA-238-004-01 | SA-238-004-06
4743 | Type-4 |  |  | Bipolar -6 to 6 Amps |  |  | SA-238-004-01 | SA-238-004-06
4744 | Type-4 |  |  | Bipolar -6 to 6 Amps |  |  | SA-238-004-01 | SA-238-004-06
4745 | Type-4 |  |  | Bipolar -6 to 6 Amps |  |  | SA-238-004-01 | SA-238-004-06
4746 | Type-4 |  |  | Bipolar -6 to 6 Amps |  |  | SA-238-004-01 | SA-238-004-06
4747 | Type-4 |  |  | Bipolar -6 to 6 Amps |  |  | SA-238-004-01 | SA-238-004-06
4748 | Type-4 |  |  | Bipolar -6 to 6 Amps |  |  | SA-238-004-01 | SA-238-004-06
4749 | Type-4 |  |  | Bipolar -6 to 6 Amps |  |  | SA-238-004-01 | SA-238-004-06
4750 | Type-4 |  |  | Bipolar -6 to 6 Amps |  |  | SA-238-004-01 | SA-238-004-06
4751 | Type-4 |  |  | Bipolar -6 to 6 Amps |  |  | SA-238-004-01 | SA-238-004-06
4752 | Type-4 |  |  | Bipolar -6 to 6 Amps |  |  | SA-238-004-01 | SA-238-004-06
4753 | Type-4 |  |  | Bipolar -6 to 6 Amps |  |  | SA-238-004-01 | SA-238-004-06
4754 | Type-4 |  |  | Bipolar -6 to 6 Amps |  |  | SA-238-004-01 | SA-238-004-06
4755 | Type-4 |  |  | Bipolar -6 to 6 Amps |  |  | SA-238-004-01 | SA-238-004-06
4756 | Type-4 |  |  | Bipolar -6 to 6 Amps |  |  | SA-238-004-01 | SA-238-004-06
4757 | Type-4 |  |  | Bipolar -6 to 6 Amps |  |  | SA-238-004-01 | SA-238-004-06
4758 | Type-4 |  |  | Bipolar -6 to 6 Amps |  |  | SA-238-004-01 | SA-238-004-06
4759 | Type-4 |  |  | Bipolar -6 to 6 Amps |  |  | SA-238-004-01 | SA-238-004-06
4760 | Type-4 |  |  | Bipolar -6 to 6 Amps |  |  | SA-238-004-01 | SA-238-004-06
4761 | Type-4 |  |  | Bipolar -6 to 6 Amps |  |  | SA-238-004-01 | SA-238-004-06
4762 | Type-4 |  |  | Bipolar -6 to 6 Amps |  |  | SA-238-004-01 | SA-238-004-06
4763 | Type-4 |  |  | Bipolar -6 to 6 Amps |  |  | SA-238-004-01 | SA-238-004-06
4764 | Type-4 | YCDAS1 |  | Bipolar -6 to 6 Amps |  |  | SA-238-004-01 | SA-238-004-06 |  |  | Cu to SXR
4765 | Type-4 |  |  | Bipolar -6 to 6 Amps | Hall and Integrated Strength Meas |  | SA-238-004-01 | SA-238-004-06 |  |  | Cu to SXR
4766 | Type-4 |  |  | Bipolar -6 to 6 Amps |  |  | SA-238-004-01 | SA-238-004-06 |  |  | Cu to SXR
4767 | Type-4 | XCDAS1 |  | Bipolar -6 to 6 Amps |  |  | SA-238-004-01 | SA-238-004-06 |  |  | Cu to SXR
4768 | Type-4 |  |  | Bipolar -6 to 6 Amps |  |  | SA-238-004-01 | SA-238-004-06 |  |  | Cu to SXR
4769 | Type-4 |  |  | Bipolar -6 to 6 Amps |  |  | SA-238-004-01 | SA-238-004-06 |  |  | Cu to SXR
4770 | Type-4 |  |  | Bipolar -6 to 6 Amps |  |  | SA-238-004-01 | SA-238-004-06 |  |  | Cu to SXR
4771 | Type-4 |  |  | Bipolar -6 to 6 Amps |  |  | SA-238-004-01 | SA-238-004-06 |  |  | Cu to SXR
4772 | Type-4 |  |  | Bipolar -6 to 6 Amps |  |  | SA-238-004-01 | SA-238-004-06 |  |  | Cu to SXR
4773 | Type-4 |  |  | Bipolar -6 to 6 Amps |  |  | SA-238-004-01 | SA-238-004-06 |  |  | Cu to SXR
4774 | 2.9XC7.25 Green |  |  | 24 turns on each Coil /Bipolar -6 to 6 Amps | Wire, Temp and Hall Probe Meas |  | SA-344-115-01 | SA-344-115-02
4775 | 2.9XC7.25 Purple |  |  | 48 turns on each Coil /Bipolar -6 to 6 Amps | Wire, Temp and Hall Probe Meas |  | SA-344-116-01 | SA-344-116-02
4776 | 2.9XC7.25 White |  |  | 88 turns on each Coil /Bipolar -6 to 6 Amps | Wire, Temp and Hall Probe Meas |  | SA-344-117-01 | SA-344-117-02
4777 | 2.9XC7.25 Blue |  |  | 108 turns on each Coil /Bipolar -6 to 6 Amps | Wire, Temp and Hall Probe Meas |  | SA-344-119-01 | SA-344-119-02
4778 | 2.19 Gap Type 4 | XCPEPX1 |  | Bipolar -6 to 6 Amps | SLAC | PEPPEx | DSG-000013399 | SA-238-004-06
4779 | 2.19 Gap Type 4 | XCPEPX2 |  | Bipolar -6 to 6 Amps | SLAC | PEPPEx | DSG-000013399 | SA-238-004-06
4780 | 2.19 Gap Type 4 | XCPEPX3 |  | Bipolar -6 to 6 Amps | SLAC | PEPPEx | DSG-000013399 | SA-238-004-06
4781 | 2.19 Gap Type 4 | XCPEPX4 |  | Bipolar -6 to 6 Amps | SLAC | PEPPEx | DSG-000013399 | SA-238-004-06
4782 | Class 6 | SPARE |  | Bipolar -6 to 6 Amps | Everson Tesla |  | SA-375-150-81 | SA-446-540-02
4783 | Class 6 | SPARE |  | Bipolar -6 to 6 Amps | Everson Tesla |  | SA-375-150-81 | SA-446-540-02
4784 | Type-4 |  |  | Bipolar -6 to 6 Amps |  | S30XL | SA-238-004-01 | SA-238-004-06 |  |  | S30XL
4785 | 3.15Q76 | Q38 | 10 | Unipolar 0 to 300 A | Spectro Magnetic | A-Line | AD-902-272-00 R5 | SA-902-272-02 R3 |  | A-Line for DASEL
4786 | D10.5 | XC1EX |  | Bipolar -12 to 12 Amps | SLAC | FACET-II | DSG-000100162 |  | N/A
4787
4788
4789
4790
4791
4792
4793
4794
4795
4796
4797
4798
4799
4800
4801
4802
4803
4804
4805
4806
4807
4808
4809
4810
4811
4812
4813
4814
4815
4816
4817
4818
4819
4820
4821
4822
4823
4824
4825
4826
4827
4828
4829
4830
4831
4832
4833
4834
4835
4836
4837
4838
4839
4840
4841
4842
4843
4844
4845
4846
4847
4848
4849
4850
4851
4852
4853
4854
4855
4856
4857
4858
4859
4860
4861
4862
4863
4864
4865
4866
4867
4868
4869
4870
4871
4872
4873
4874
4875
4876
4877
4878
4879
4880
4881
4882
4883
4884
4885
4886
4887
4888
4889
4890
4891
4892
4893
4894
4895
4896
4897
4898
4899
4900 | PM magnet | BKRAPM1
4901 | PM magnet | BKRAPM2
4902 | PM magnet | BKRAPM3
4903 | PM magnet | BKRAPM4
4904 | 2D38.37 | BRAPM1
4905 | Laser Heater Undulator | UMHTR | LHU-0002 |  | SLAC
4972-5000 | wirescanners | Marc Campell
Note on A1: [Threaded comment] Your version of Excel allows you to read this threaded comment; however, any edits to it will get removed if the file is opened in a newer version of Excel. Learn more: https://go.microsoft.com/fwlink/?linkid=870924 Comment: All LCLS-II Barcodes have the form L20XXXX with what is listed below being the XXXX part.

## Magnet Counts
Magnet Eng Type | LCLS Count | LCLS-II Count | Total Count
Dipoles | # | #
BXS | 1 |  | 1
0.276D14-C | 0 | 9 | 9
0.315D14H | 4 | 0 | 4
0.315D14S | 4 | 0 | 4
0.433D14 | 0 | 4 | 4
0.688D102.36T | 0 | 4 | 4
0.788D11.50 | 0 | 28 | 28
1D19.7 | 5 | 4 | 9
1D22.625 | 0 | 7 | 7
1D38.37 | 0 | 14 | 14
1.26D18.43 | 0 | 2 | 2
1.26D103.3T | 0 | 2 | 2
1.692D6.28 | 4 | 0 | 4
1.69VD55.1 | 3 | 3 | 6
3D8.8 | 0 | 0 | 0
3D39 | 2 | 2 | 4
5D3.9 | 4 | 4 | 8
Quads | # | #
0.433Q3.1 | 37 | 35 | 72
0.813Q10.9 | 0 | 1 | 1
0.813Q12.375 | 0 | 1 | 1
0.91Q17.72 | 27 | 4 | 31
1.085Q4.31 | 8 | 29 | 37
1.26Q3.5 | 31 | 57 | 88
1.26Q12 | 13 | 10 | 23
1.51Q7.0 | 0 | 3 | 3
2Q4 | 0 | 15 | 15
2Q4W | 0 | 26 | 26
2Q10 | 0 | 44 | 44
3.94Q17 | 1 | 4 | 5
Correctors | # | #
Class 1A | 8 | 6 | 14
Class 6 | 0 | 41 | 41
Type 4 | 31 | 4 | 35
Type 5 | 13 | 0 | 13
LBNL X/Y | 0 | 5 | 5
2.19 Gap Type 4 | 0 | 4 | 4
2.9XC7.25 Green | 0 | 1 | 1
2.9XC7.25 Purple | 0 | 1 | 1
2.9XC7.25 White | 0 | 1 | 1
2.9XC7.25 Blue | 0 | 1 | 1
Class 5F | 4 | 0 | 4
Kickers | # | #
0.787K35.4 | 0 | 12 | 12
0.79D14.96 | 0 | 2 | 2
1.378K35.4 | 0 | 1 | 1
1.92K41.2 | 0 | 3 | 3
Solenoid | # | #
2.625SOL7.87 | 1 | 2 | 3
Septa | # | #
0.625SD38.98 | 0 | 4 | 4
0.79SD14.96 | 0 | 2 | 2
Total | 200 | 402 | 602
Months |  | 52.5
7.6571

## Spares Needed
Magnet Eng Type | Count | Installed | Spare Req | RFI Spare | RFI Spare Needed | Spare Coil Req | Spare Coils | Spare Coils Needed | Program Impact Level* | Manufacturer | Magnet Drawing # | Coil Drawing # | Common Name | Comment
Dipoles | #
BXS | 2 | 2 | 0 | 0 | 0 | 2 | 2 | 0 | 8 or 9? | LBNL | SA-380-317-40 |  |  | V:\MDCAD\R\sites\design\rel\LCLSDocLib\Dgn\Mag/BXS is where the CAD models are located
0.276D14-C | 9 | 8 | 1 | 1 | 0 | 0 | 0 | 0 | 2 | Everson Telsa | DSG-000014858 | DSG-000014857 | CBXFEL Chicane Dipoles | Spare (1st article) CBXFEL Chicane Dipole is 1.5% lower than the production magnets
0.315D14H | 4 | 4 | 0 | 0 | 0 | 2 | 2 | 0 | 2 | SLAC | SA-381-910-00 (SXRSS) | PF-381-910-01 | SXRSS Chicane | There are 2 types. The SXRSS (1.575") has wider poles than the HXRSS (1.25")
0.315D14S | 4 | 4 | 0 | 0 | 0 | 2 | 2 | 0 | 2 | SLAC | SA-381-904-54 (HXRSS) | PF-381-904-61,62 | HXRSS Chicane | There are 2 types. The SXRSS (1.575") has wider poles than the HXRSS (1.25")
0.433D14 | 4 | 4 | 0 | 0 | 0 | 2 | 2 | 0 | 2 | Radia Beam | ASM-20171113-6552 Red_Gap CHG_11mm_9_5_19.pdf |  | XLEAP Chicane | Gap opened from 0.315 to 0.433 in Sept 2019. Coils are not painted, and have a clear epoxy coating.
0.688D102.36T | 4 | 4 | 0 | 0 | 0 | 2 | 0 | 2 | 6 |  | LCL0350-010322 | SA-380-301-60 | LTU Dipole
0.788D11.50 | 28 | 28 | 0 | 0 | 0 | 4 | 0 | 4 | 7 or 6 or 3 |  | SA-237-005-02 | SA-446-535-19/SA-446-535-21 | Damping Ring Dipole | Should have spare magnets, which could be refurbished
0.79D14.96 | 2 | 2 | 0 | 0 | 0 | 2 | 0 | 2 | 1
0.815D8.8 | 2 | 2 | 0 | 0 | 0 | 2 | 0 | 2 | 4? (or 0) | SLAC | SA-236-406-01 | SA-236-406-03 | Cu 2 Soft Line | Erronously called 3D8.8
1D19.7 | 9 | 8 | 1 | 0 | 1 | 2 | 1 | 1 | 6 or 7 | Everson Tesla | SA-380-325-06 | 53033-13 | BC2 | Coils have failed in the past. Should be a priority. Need to modify magnets to hold bussing.
1D22.625 | 7 | 4 | 0 | 3 | -3 | 2 | 2 | 0 | 4 or 5 |  | SA-344-100-37 | SA-344-100-38 | PEP B2 | Have 2 spare coils one shelf. Have another spare dipole, which could be checked out and refurbished
1D38.37 | 14 | 13 | 1 | 1 | 0 | 3 | 3 | 0 | 7 or 5 or 4 |  | SA-344-100-01 | SA-344-100-03 | PEP B3
1.692D6.28 | 4 | 4 | 0 | 0 | 0 | 2 | 0 | 2 | 8 | Scanditronix | SA-380-300-00 | SA-380-300-08/SA-380-300-09 | LCLS BC1
1.26D18.43 | 2 | 2 | 0 | 0 | 0 | 2 | 0 | 2 | 6 or 7 | Alpha Magnetics | SA-388-330-01 | PF-388-330-06 | Dumpline Softbend
1.26D103.3T | 2 | 2 | 0 | 0 | 0 | 2 | 0 | 2 | 7 | Alpha Magnetics | LCL0351-006802 | SA-388-313-26/SA-388-313-34 | LTU Dogleg Bends
1.69D6.28T | 4 | 4 | 0 | 0 | 0 | 2 | 0 | 2 | 8 | Everson Telsa | SA-388-320-05 | SA-388-320-06/SA-388-320-07 | BC 1
1.69VD55.1 | 6 | 6 | 0 | 0 | 0 | 2 | 0 | 2 | 7 | Everson Tesla | SA-380-328-01 | SA-380-328-47/SA-380-328-20 | Dumpline BYD
2D8.8 | 2 | 2 | 0 | 0 | 0 | 2 | 2 | 0 | 4 | SLAC | SA-236-406-30 | PF-236-406-51 | Cu 2 Soft Line Emergency Bend | Erronously called 3D8.8, 3 refering the pole with and 8.8 to the length
3D39 | 4 | 4 | 0 | 0 | 0 | 2 | 0 | 2 | 7 | Alpha Magnetics | SA-235-623-30 | PF-235-623-31 | LTU V Bend
5D3.9 | 8 | 8 | 0 | 0 | 0 | 2 | 0 | 2 | 9, 8, or 3? | Scanditronix | SA-380-331-12 |  | Laser Heater Dipole
Quads | #
0.433Q3.1 | 72 | 65 | 4 | 4 | 0 | 0 | 0 | 0 | 7 or 6 | Everson Telsa | SA-381-012-00 | PF-381-012-24 | Undulator Quad
0.813Q10.9 | 1 | 1 | 0 | 0 | 0 | 4 | 0 | 4 | 8 |  | AD-902-673-00 | SA-902-673-04/SA-902-673-05 | 50Q3 | Need Spare Coils
0.813Q12.375 | 1 | 1 | 0 | 0 | 0 | 4 | 0 | 4 | 8 |  | AD-902-672-00 | SA-902-672-04/SA-902-672-05 | 50Q2 | Need Spare Coils
0.91Q17.72 | 31 | 29 | 2 | 2 | 0 | 4 | 2 | 2 | 7 or 6 | Novosibirsk | SA-380-301-00 | SA-380-301-10 | Russian Quads
1.085Q4.31 | 37 | 35 | 2 | 2 | 0 | 8 | 8 | 0 | 7 or 6 |  | SA-902-675-01 | SA-902-675-04/SA-902-675-05 | SLC Linac Quad QE4 | Could refurbish coils form spare magnets?
1.26Q3.5 | 88 | 81 | 7 | 7 | 0 | 0 | 0 | 0 | 7 or 6 | Everson Telsa | SA-380-309-00 | Everson Telsa drawing | Injector Quads
1.26Q12 | 23 | 22 | 1 | 1 | 0 | 0 | 0 | 0 | 7 or 6 | Everson Telsa | SA-380-327-00 | Everson Telsa drawing | LTU 150KG Quad
1.51Q7.0 | 3 | 3 | 1 | 0 | 1 | 2 | 0 | 2 | 1 | SLAC | SA-902-708-54 | SA-902-708-51 | Positron Quad | Look for Spare Magnets
1.69Q3.4 | 8 | 8 | 1 | 0 | 1 | 2 | 0 | 2 | 7 or 3? | Sigma Phi | SA-380-702-28 |  | Tweaker Quad | Check with Physicist to see if failure is catastrophic
2Q4 | 15 | 15 | 1 | 0 | 1 | 8 | 0 | 8 | 9 or 3? | SLAC | SA-344-112-01 | SA-344-112-03/SA-344-112-04 | PEP-II Inj Quad | There are two full magnet spares that need to be refurbished.
2Q4W | 26 | 25 | 1 | 1 | 0 | 12 | 0 | 12 | 9 or 3? | SLAC | SA-344-112-18 | SA-344-112-18-10,11,12,13 | PEP-II Inj Quad | There are two full magnet spares that need to be refurbished.
2Q10 | 44 | 43 | 1 | 1 | 0 | 4 | 4 | 0 | 9,8,7,6 | SLAC/Sigma Phi | SA-344-113-25/SA-375-156-5 | SA-344-113-05/443811-SLAC-0200 | PEP-II Inj Quad | Spare Coils Needed. Coiling channel 0.1" for the Sigma Phi Magnets. Not sure coils can be intechanged between SLAC and Sigma Phi Types.
3.94Q17 | 5 | 5 | 1 | 0 | 1 | 4 | 0 | 4 | 7 or 6 | IHEP/LBL | SA-342-102-31 |  | PEP-II LER QUAD | Should have spare magnets, which could be refurbished
Correctors | #
Class 1A | 14 | 11 | 3 | 3 | 0 | 2 | 0 | 2 | 3 |  | SA-380-314-26 | PF-380-314-27/PF-380-314-28
Class 1G | 1 | 1 | 1 | 0 | 1 | 2 | 0 | 2 | 3
Class 1S | 5 | 2 | 1 | 3 | -2 | 0 | 0 | 0 | 3
Class 1X | 2 | 1 | 1 | 1 | 0 | 2 | 0 | 2 | 3
Class 6 | 41 | 39 | 2 | 2 | 0 | 4 | 4 | 0 | 3 |  | SA-375-150-81 | SA-446-540-02
Type 4 | 35 | 32 | 3 | 3 | 0 | 0 | 0 | 0 | 3 |  | SA-238-004-01 | SA-238-004-06 | There are many spare coils that could be used
Type 5 | 13 | 13 | 3 | 3 | 0 | 0 | 0 | 0 | 3
LBNL X/Y | 5 | 5 | 1 | 0 | 1 | 2 | 0 | 2 | 3
2.19 Gap Type 4 | 4 | 4 | 1 | 0 | 1 | 2 | 0 | 2 | 3 |  | DSG-000013399 | SA-238-004-06
2.9XC7.25 Green | 1 | 0 | 1 | 1 | 0 | 0 | 0 | 0 | 0 |  | SA-344-115-01 | SA-344-115-02 | PEP-II Transfer Line Corrector | Green Coils | 24 Turns
2.9XC7.25 Purple | 1 | 0 | 1 | 1 | 0 | 0 | 0 | 0 | 0 |  | SA-344-116-01 | SA-344-116-02 | PEP-II Transfer Line Corrector | Purple Coils | 48 Turns
2.9XC7.25 White | 1 | 0 | 1 | 1 | 0 | 0 | 0 | 0 | 0 |  | SA-344-117-01 | SA-344-117-02 | PEP-II Transfer Line Corrector | White Coils | 88 Turns
2.9XC7.25 Blue | 1 | 0 | 1 | 1 | 0 | 0 | 0 | 0 | 0 |  | SA-344-119-01 | SA-344-119-02 | PEP-II Transfer Line Corrector | Blue Coils | 108 Turns
Class 5F | 4 | 4 | 1 | 0 | 1 | 2 | 0 | 2 | 3 |  |  |  | Fast Feedback
Kickers | #
0.787K35.4 | 12 | [6 empty] | 0 | 7, 6, or DASEL
0.79D14.96 | 2 | [6 empty] | 0 | 1
1.378K35.4 | 1 | [6 empty] | 0 | 1
1.92K41.2 | 3 | [6 empty] | 0 | 8, 7, 6?
Solenoid | #
2.625SOL7.87 | 3 | [6 empty] | 0 | 9
Septa | #
0.625SD38.98 | 4 | 4 | 1 | 0 | 1 | 1 | 0 | 1 | 7, 6, 4, or DASEL |  | SA-375-150-75 | SA-375-150-77
0.79SD14.96 | 2 | 1 | 1 | 1 | 0 | 0 | 0 | 0 | 1 |  | SA-375-150-01 | SA-375-150-08
Note on J1: [Threaded comment] Your version of Excel allows you to read this threaded comment; however, any edits to it will get removed if the file is opened in a newer version of Excel. Learn more: https://go.microsoft.com/fwlink/?linkid=870924 Comment: See Impact Level Sheet
Note on E28: [Threaded comment] Your version of Excel allows you to read this threaded comment; however, any edits to it will get removed if the file is opened in a newer version of Excel. Learn more: https://go.microsoft.com/fwlink/?linkid=870924 Comment: Location unknown
Note on G36: [Threaded comment] Your version of Excel allows you to read this threaded comment; however, any edits to it will get removed if the file is opened in a newer version of Excel. Learn more: https://go.microsoft.com/fwlink/?linkid=870924 Comment: Need to know if SLAC coils work in Sigma Phi magnets

## Impact Level
Impact Level |  | Priority
10 | All FEL programs down | H
9 | SC beam down, all destinations | H
8 | NC beam down, all destinations | H
7 | SXR undeliverable | H
6 | HXR undeliverable | H
5 | One primary source/destination option unavailable (SC-SXR or NC-HXR) | M
4 | One secondary source/destination unavailable (SC-HXR or NC-SXR) | M
3 | All FEL programs deliverable but with some degraded performanc | M
2 | Special setup FEL unavailable (XLEAP, H/SXRSS, etc) | M
1 | DIAG0 unavailable | L
0 | No impact | L
DASEL | DASEL undeliverable | L
| Have Spares | L

## Priority List
Magnet Eng Type | Count | Installed | Spare Req | RFI Spare | RFI Spare Needed | Spare Coil Req | Spare Coils | Spare Coils Needed | Program Impact Level* | Manufacturer | Magnet Drawing # | Coil Drawing # | Common Name | Comment
Dipoles | #
5D3.9 | 8 | 8 | 0 | 0 | 0 | 2 | 0 | 2 | 9 | Scanditronix | SA-380-331-12 |  | Laser Heater Dipoles
1.692D6.28 | 4 | 4 | 0 | 0 | 0 | 2 | 0 | 2 | 8 | Scanditronix | SA-380-300-00 | SA-380-300-08/SA-380-300-09 | LCLS BC1
1.69D6.28T | 4 | 4 | 0 | 0 | 0 | 2 | 0 | 2 | 8 | Everson Telsa | SA-388-320-05 | SA-388-320-06/SA-388-320-07 | BC 1
1D19.7 | 9 | 8 | 1 | 0 | 1 | 2 | 1 | 1 | 7 | Everson Tesla | SA-380-325-06 | 53033-13 | BC2 | Coils have failed in the past. Should be a priority. Need to modify magnets to hold bussing.
1.26D18.43 | 2 | 2 | 0 | 0 | 0 | 2 | 0 | 2 | 7 | Alpha Magnetics | SA-388-330-01 | PF-388-330-06 | Dumpline Softbend
1.26D103.3T | 2 | 2 | 0 | 0 | 0 | 2 | 0 | 2 | 7 | Alpha Magnetics | LCL0351-006802 | SA-388-313-26/SA-388-313-34 | LTU Dogleg Bends
1.69VD55.1 | 6 | 6 | 0 | 0 | 0 | 2 | 0 | 2 | 7 | Everson Tesla | SA-380-328-01 | SA-380-328-47/SA-380-328-20 | Dumpline BYD
3D39 | 4 | 4 | 0 | 0 | 0 | 2 | 0 | 2 | 7 | Alpha Magnetics | SA-235-623-30 | PF-235-623-31 | LTU V Bend
0.688D102.36T | 4 | 4 | 0 | 0 | 0 | 2 | 0 | 2 | 6 |  | LCL0350-010322 | SA-380-301-60 | LTU Dipole
0.788D11.50 | 28 | 28 | 0 | 0 | 0 | 4 | 0 | 4 | 5.3333 |  | SA-237-005-02 | SA-446-535-19/SA-446-535-21 | Damping Ring Dipole | Should have spare magnets, which could be refurbished
0.79D14.96 | 2 | 2 | 0 | 0 | 0 | 2 | 0 | 2 | 1
0.815D8.8 | 2 | 2 | 0 | 0 | 0 | 2 | 0 | 2 | 1 | SLAC | SA-236-406-01 | SA-236-406-03 | Cu 2 Soft Line | Erronously called 3D8.8
BXS | 2 | 2 | 0 | 0 | 0 | 2 | 2 | 0 | 8 | LBNL | SA-380-317-40 |  |  | V:\MDCAD\R\sites\design\rel\LCLSDocLib\Dgn\Mag/BXS is where the CAD models are located
1D38.37 | 14 | 13 | 1 | 1 | 0 | 3 | 3 | 0 | 7 |  | SA-344-100-01 | SA-344-100-03 | PEP B3
1D22.625 | 7 | 4 | 0 | 3 | -3 | 2 | 2 | 0 | 5 |  | SA-344-100-37 | SA-344-100-38 | PEP B2 | Have 2 spare coils one shelf. Have another spare dipole, which could be checked out and refurbished
2D8.8 | 2 | 2 | 0 | 0 | 0 | 2 | 2 | 0 | 4 | SLAC | SA-236-406-30 | PF-236-406-51 | Cu 2 Soft Line Emergency Bend | Erronously called 3D8.8, 3 refering the pole with and 8.8 to the length
0.276D14-C | 9 | 8 | 1 | 1 | 0 | 0 | 0 | 0 | 2 | Everson Telsa | DSG-000014858 | DSG-000014857 | CBXFEL Chicane Dipoles | Spare (1st article) CBXFEL Chicane Dipole is 1.5% lower than the production magnets
0.315D14H | 4 | 4 | 0 | 0 | 0 | 2 | 2 | 0 | 2 | SLAC | SA-381-910-00 (SXRSS) | PF-381-910-01 | SXRSS Chicane | There are 2 types. The SXRSS (1.575") has wider poles than the HXRSS (1.25")
0.315D14S | 4 | 4 | 0 | 0 | 0 | 2 | 2 | 0 | 2 | SLAC | SA-381-904-54 (HXRSS) | PF-381-904-61,62 | HXRSS Chicane | There are 2 types. The SXRSS (1.575") has wider poles than the HXRSS (1.25")
0.433D14 | 4 | 4 | 0 | 0 | 0 | 2 | 2 | 0 | 2 | Radia Beam | ASM-20171113-6552 Red_Gap CHG_11mm_9_5_19.pdf |  | XLEAP Chicane | Gap opened from 0.315 to 0.433 in Sept 2019. Coils are not painted, and have a clear epoxy coating.
Quads | #
0.813Q10.9 | 1 | 1 | 0 | 0 | 0 | 4 | 0 | 4 | 8 |  | AD-902-673-00 | SA-902-673-04/SA-902-673-05 | 50Q3 | Need Spare Coils
0.813Q12.375 | 1 | 1 | 0 | 0 | 0 | 4 | 0 | 4 | 8 |  | AD-902-672-00 | SA-902-672-04/SA-902-672-05 | 50Q2 | Need Spare Coils
1.69Q3.4 | 8 | 8 | 1 | 0 | 1 | 2 | 0 | 2 | 7 | Sigma Phi | SA-380-702-28 |  | Tweaker Quad | Check with Physicist to see if failure is catastrophic
3.94Q17 | 5 | 5 | 1 | 0 | 1 | 4 | 0 | 4 | 7 | IHEP/LBL | SA-342-102-31 |  | PEP-II LER QUAD | Should have spare magnets, which could be refurbished
0.91Q17.72 | 31 | 29 | 2 | 2 | 0 | 4 | 2 | 2 | 7 | Novosibirsk | SA-380-301-00 | SA-380-301-10 | Russian Quads
2Q4 | 15 | 15 | 1 | 0 | 1 | 8 | 0 | 8 | 3 | SLAC | SA-344-112-01 | SA-344-112-03/SA-344-112-04 | PEP-II Inj Quad | There are two full magnet spares that need to be refurbished.
1.51Q7.0 | 3 | 3 | 1 | 0 | 1 | 2 | 0 | 2 | 1 | SLAC | SA-902-708-54 | SA-902-708-51 | Positron Quad | Look for Spare Magnets
2Q4W | 26 | 25 | 1 | 1 | 0 | 12 | 0 | 12 | 9 | SLAC | SA-344-112-18 | SA-344-112-18-10,11,12,13 | PEP-II Inj Quad | There are two full magnet spares that need to be refurbished.
2Q10 | 44 | 43 | 1 | 1 | 0 | 4 | 4 | 0 | 9 | SLAC/Sigma Phi | SA-344-113-25/SA-375-156-5 | SA-344-113-05/443811-SLAC-0200 | PEP-II Inj Quad | Spare Coils Needed. Coiling channel 0.1" for the Sigma Phi Magnets. Not sure coils can be intechanged between SLAC and Sigma Phi Types.
0.433Q3.1 | 72 | 65 | 4 | 4 | 0 | 0 | 0 | 0 | 7 | Everson Telsa | SA-381-012-00 | PF-381-012-24 | Undulator Quad
1.085Q4.31 | 37 | 35 | 2 | 2 | 0 | 8 | 8 | 0 | 7 |  | SA-902-675-01 | SA-902-675-04/SA-902-675-05 | SLC Linac Quad QE4 | Could refurbish coils form spare magnets?
1.26Q3.5 | 88 | 81 | 7 | 7 | 0 | 0 | 0 | 0 | 7 | Everson Telsa | SA-380-309-00 | Everson Telsa drawing | Injector Quads
1.26Q12 | 23 | 22 | 1 | 1 | 0 | 0 | 0 | 0 | 7 | Everson Telsa | SA-380-327-00 | Everson Telsa drawing | LTU 150KG Quad
Correctors | #
Class 1A | 14 | 11 | 3 | 3 | 0 | 2 | 0 | 2 | 3 |  | SA-380-314-26 | PF-380-314-27/PF-380-314-28
Class 1G | 1 | 1 | 1 | 0 | 1 | 2 | 0 | 2 | 3
Class 1X | 2 | 1 | 1 | 1 | 0 | 2 | 0 | 2 | 3
LBNL X/Y | 5 | 5 | 1 | 0 | 1 | 2 | 0 | 2 | 3
2.19 Gap Type 4 | 4 | 4 | 1 | 0 | 1 | 2 | 0 | 2 | 3 |  | DSG-000013399 | SA-238-004-06
Class 5F | 4 | 4 | 1 | 0 | 1 | 2 | 0 | 2 | 3 |  |  |  | Fast Feedback
Class 1S | 5 | 2 | 1 | 3 | -2 | 0 | 0 | 0 | 3
Class 6 | 41 | 39 | 2 | 2 | 0 | 4 | 4 | 0 | 3 |  | SA-375-150-81 | SA-446-540-02
Type 4 | 35 | 32 | 3 | 3 | 0 | 0 | 0 | 0 | 3 |  | SA-238-004-01 | SA-238-004-06 | There are many spare coils that could be used
Type 5 | 13 | 13 | 3 | 3 | 0 | 0 | 0 | 0 | 3
2.9XC7.25 Green | 1 | 0 | 1 | 1 | 0 | 0 | 0 | 0 | 0 |  | SA-344-115-01 | SA-344-115-02 | PEP-II Transfer Line Corrector | Green Coils | 24 Turns
2.9XC7.25 Purple | 1 | 0 | 1 | 1 | 0 | 0 | 0 | 0 | 0 |  | SA-344-116-01 | SA-344-116-02 | PEP-II Transfer Line Corrector | Purple Coils | 48 Turns
2.9XC7.25 White | 1 | 0 | 1 | 1 | 0 | 0 | 0 | 0 | 0 |  | SA-344-117-01 | SA-344-117-02 | PEP-II Transfer Line Corrector | White Coils | 88 Turns
2.9XC7.25 Blue | 1 | 0 | 1 | 1 | 0 | 0 | 0 | 0 | 0 |  | SA-344-119-01 | SA-344-119-02 | PEP-II Transfer Line Corrector | Blue Coils | 108 Turns
Kickers | #
0.787K35.4 | 12 | [6 empty] | 0 | 7, 6, or DASEL
0.79D14.96 | 2 | [6 empty] | 0 | 1
1.378K35.4 | 1 | [6 empty] | 0 | 1
1.92K41.2 | 3 | [6 empty] | 0 | 8, 7, 6?
Solenoid | #
2.625SOL7.87 | 3 | [6 empty] | 0 | 9
Septa | #
0.625SD38.98 | 4 | 4 | 1 | 0 | 1 | 1 | 0 | 1 | 7, 6, 4, or DASEL |  | SA-375-150-75 | SA-375-150-77
0.79SD14.96 | 2 | 1 | 1 | 1 | 0 | 0 | 0 | 0 | 1 |  | SA-375-150-01 | SA-375-150-08
Note on J1: [Threaded comment] Your version of Excel allows you to read this threaded comment; however, any edits to it will get removed if the file is opened in a newer version of Excel. Learn more: https://go.microsoft.com/fwlink/?linkid=870924 Comment: See Impact Level Sheet
Note on E29: [Threaded comment] Your version of Excel allows you to read this threaded comment; however, any edits to it will get removed if the file is opened in a newer version of Excel. Learn more: https://go.microsoft.com/fwlink/?linkid=870924 Comment: Location unknown
Note on G33: [Threaded comment] Your version of Excel allows you to read this threaded comment; however, any edits to it will get removed if the file is opened in a newer version of Excel. Learn more: https://go.microsoft.com/fwlink/?linkid=870924 Comment: Need to know if SLAC coils work in Sigma Phi magnets